## Menu
ETYS 2015 - Generation Data
Please note that for all installed capacity data relating to the 2015 Future Energy Scenarios, please download the work book from the following link
http://fes.nationalgrid.com/
F.1 | Contracted Background
F.2 | Mapping of ETYS zones to boundaries

## F.1
Station | Fuel Type | Sub Type | Owner / Developer | Open Year | TEC | ETYS Zone | TO Connection | 2015/16 | 2016/17 | 2017/18 | 2018/19 | 2019/20 | 2020/21 | 2021/22 | 2022/23 | 2023/24 | 2024/25 | 2025/26 | 2026/27 | 2027/28 | 2028/29 | 2029/30 | 2030/31 | 2031/32 | 2032/33 | 2033/34 | 2034/35 | 2035/36
Tees Renewable Energy Plant | Biomass | Biomass | MGT Power Ltd | 2016 | 280 | Q2 | NGET | 0 | 280 | 280 | 280 | 280 | 280 | 280 | 280 | 280 | 280 | 280 | 280 | 280 | 280 | 280 | 280 | 280 | 280 | 280 | 280 | 280
Drax Conversion | Biomass | Biomass Conversion | Drax Power Ltd |  | 1890 | P4 | NGET | 1260 | 1890 | 1890 | 1890 | 1890 | 1890 | 1890 | 1890 | 1890 | 1890 | 1890 | 1890 | 1890 | 1890 | 1890 | 1890 | 1890 | 1890 | 1890 | 1890 | 1890
Baglan Bay | Gas | CCGT_Exist | BP |  | 552 | H1 | NGET | 552 | 552 | 552 | 552 | 552 | 552 | 552 | 552 | 552 | 552 | 552 | 552 | 552 | 552 | 552 | 552 | 552 | 552 | 552 | 552 | 552
Barking | Gas | CCGT_Exist | Barking Power Ltd |  | 0 | A1 | NGET | 0 | 0 | 0 | 0 | 0 | 0 | 0 | 0 | 0 | 0 | 0 | 0 | 0 | 0 | 0 | 0 | 0 | 0 | 0 | 0 | 0
Barry | Gas | CCGT_Exist | Centrica Ltd |  | 235 | H2 | NGET | 235 | 99 | 99 | 99 | 99 | 99 | 99 | 99 | 99 | 99 | 99 | 99 | 99 | 99 | 99 | 99 | 99 | 99 | 99 | 99 | 99
Brigg | Gas | CCGT_Exist | Centrica Ltd |  | 99 | P8 | NGET | 99 | 99 | 99 | 99 | 99 | 99 | 99 | 99 | 99 | 99 | 99 | 99 | 99 | 99 | 99 | 99 | 99 | 99 | 99 | 99 | 99
CDCL | Gas | CCGT_Exist | E.ON UK plc |  | 395 | K5 | NGET | 395 | 395 | 395 | 395 | 395 | 395 | 395 | 395 | 395 | 395 | 395 | 395 | 395 | 395 | 395 | 395 | 395 | 395 | 395 | 395 | 395
Connah's Quay | Gas | CCGT_Exist | E.ON UK plc |  | 1380 | M5 | NGET | 1380 | 1380 | 1380 | 1380 | 1380 | 1380 | 1380 | 1380 | 1380 | 1380 | 1380 | 1380 | 1380 | 1380 | 1380 | 1380 | 1380 | 1380 | 1380 | 1380 | 1380
Corby | Gas | CCGT_Exist | Corby Power Ltd |  | 401 | J6 | NGET | 401 | 401 | 401 | 401 | 401 | 401 | 401 | 401 | 401 | 401 | 401 | 401 | 401 | 401 | 401 | 401 | 401 | 401 | 401 | 401 | 401
Coryton | Gas | CCGT_Exist | Intergen |  | 800 | C5 | NGET | 800 | 800 | 800 | 704 | 704 | 704 | 704 | 704 | 704 | 704 | 704 | 704 | 704 | 704 | 704 | 704 | 704 | 704 | 704 | 704 | 704
Damhead Creek | Gas | CCGT_Exist | Scottish Power Ltd |  | 805 | C2 | NGET | 805 | 805 | 805 | 805 | 805 | 805 | 805 | 805 | 805 | 805 | 805 | 805 | 805 | 805 | 805 | 805 | 805 | 805 | 805 | 805 | 805
Deeside | Gas | CCGT_Exist | Int Power |  | 260 | M5 | NGET | 260 | 260 | 260 | 260 | 260 | 260 | 260 | 260 | 260 | 260 | 260 | 260 | 260 | 260 | 260 | 260 | 260 | 260 | 260 | 260 | 260
Didcot B | Gas | CCGT_Exist | RWE Npower Ltd |  | 1550 | D6 | NGET | 1550 | 1550 | 1550 | 1550 | 1550 | 1550 | 1550 | 1550 | 0 | 0 | 0 | 0 | 0 | 0 | 0 | 0 | 0 | 0 | 0 | 0 | 0
Enfield | Gas | CCGT_Exist | E.ON UK plc |  | 408 | A3 | NGET | 408 | 408 | 408 | 408 | 408 | 408 | 408 | 408 | 408 | 408 | 408 | 408 | 408 | 408 | 408 | 408 | 408 | 408 | 408 | 408 | 408
Grain (CCGT) | Gas | CCGT_Exist | E.ON UK plc |  | 1365 | C3 | NGET | 1365 | 1365 | 1365 | 1365 | 1365 | 1365 | 1365 | 1365 | 1365 | 1365 | 1365 | 1365 | 1365 | 1365 | 1365 | 1365 | 1365 | 1365 | 1365 | 1365 | 1365
Great Yarmouth | Gas | CCGT_Exist | RWE Npower Ltd |  | 405 | J3 | NGET | 405 | 405 | 405 | 405 | 405 | 405 | 405 | 405 | 405 | 405 | 405 | 405 | 405 | 405 | 405 | 405 | 405 | 405 | 405 | 405 | 405
Keadby | Gas | CCGT_Exist | SSE Ltd | 2017 | 735 | P8 | NGET | 0 | 0 | 735 | 735 | 735 | 735 | 735 | 735 | 735 | 735 | 735 | 735 | 735 | 735 | 735 | 735 | 735 | 735 | 735 | 735 | 735
Killingholme 2 | Gas | CCGT_Exist | Centrica Ltd |  | 0 | P7 | NGET | 0 | 0 | 0 | 0 | 0 | 0 | 0 | 0 | 0 | 0 | 0 | 0 | 0 | 0 | 0 | 0 | 0 | 0 | 0 | 0 | 0
Kings Lynn A | Gas | CCGT_Exist | Centrica Ltd | 2016 | 266 | J1 | NGET | 0 | 266 | 266 | 266 | 266 | 266 | 266 | 266 | 266 | 266 | 266 | 266 | 266 | 266 | 266 | 266 | 266 | 266 | 266 | 266 | 266
Langage | Gas | CCGT_Exist | Centrica Ltd |  | 905 | F6 | NGET | 905 | 905 | 905 | 905 | 905 | 905 | 905 | 905 | 905 | 905 | 905 | 905 | 905 | 905 | 905 | 905 | 905 | 905 | 905 | 905 | 905
Little Barford | Gas | CCGT_Exist | RWE Npower Ltd |  | 740 | J4 | NGET | 740 | 740 | 740 | 740 | 740 | 740 | 740 | 740 | 740 | 740 | 740 | 740 | 740 | 740 | 740 | 740 | 740 | 740 | 740 | 740 | 740
Marchwood | Gas | CCGT_Exist | Marchwood Power Ltd |  | 900 | B2 | NGET | 900 | 900 | 900 | 900 | 900 | 900 | 900 | 900 | 900 | 900 | 900 | 900 | 900 | 900 | 900 | 900 | 900 | 900 | 900 | 900 | 900
Medway | Gas | CCGT_Exist | SSE Ltd |  | 700 | C3 | NGET | 700 | 700 | 700 | 700 | 700 | 700 | 700 | 700 | 700 | 700 | 700 | 700 | 700 | 700 | 700 | 700 | 700 | 700 | 700 | 700 | 700
Pembroke | Gas | CCGT_Exist | RWE Npower Ltd |  | 2199 | H6 | NGET | 2199 | 2199 | 2199 | 2199 | 2199 | 2199 | 2199 | 2199 | 2199 | 2199 | 2199 | 2199 | 2199 | 2199 | 2199 | 2199 | 2199 | 2199 | 2199 | 2199 | 2199
Peterborough | Gas | CCGT_Exist | Centrica Ltd |  | 99 | J1 | NGET | 99 | 99 | 99 | 0 | 0 | 0 | 0 | 0 | 0 | 0 | 0 | 0 | 0 | 0 | 0 | 0 | 0 | 0 | 0 | 0 | 0
Rocksavage | Gas | CCGT_Exist | Intergen |  | 810 | N3 | NGET | 810 | 810 | 810 | 810 | 810 | 810 | 810 | 810 | 810 | 810 | 810 | 810 | 810 | 810 | 810 | 810 | 810 | 810 | 810 | 810 | 810
Rye House | Gas | CCGT_Exist | Scottish Power Ltd |  | 715 | A9 | NGET | 715 | 715 | 715 | 715 | 715 | 715 | 715 | 715 | 715 | 715 | 715 | 715 | 715 | 715 | 715 | 715 | 715 | 715 | 715 | 715 | 715
Saltend | Gas | CCGT_Exist | Int Power |  | 1101 | P8 | NGET | 1101 | 1101 | 1101 | 1101 | 1101 | 1101 | 1101 | 1101 | 1101 | 1101 | 1101 | 1101 | 1101 | 1101 | 1101 | 1101 | 1101 | 1101 | 1101 | 1101 | 1101
Seabank | Gas | CCGT_Exist | Seabank Power Ltd |  | 1234 | G7 | NGET | 1234 | 1234 | 1234 | 1234 | 1234 | 1234 | 1234 | 1234 | 1234 | 1234 | 1234 | 1234 | 1234 | 1234 | 1234 | 1234 | 1234 | 1234 | 1234 | 1234 | 1234
Severn Power | Gas | CCGT_Exist | MPF Holdings Limited |  | 850 | H2 | NGET | 850 | 850 | 850 | 850 | 850 | 850 | 850 | 850 | 850 | 850 | 850 | 850 | 850 | 850 | 850 | 850 | 850 | 850 | 850 | 850 | 850
Shoreham | Gas | CCGT_Exist | Scottish Power Ltd |  | 540 | B1 | NGET | 540 | 540 | 540 | 540 | 540 | 540 | 540 | 540 | 540 | 540 | 540 | 540 | 540 | 540 | 540 | 540 | 540 | 540 | 540 | 540 | 540
South Humber Bank | Gas | CCGT_Exist | Centrica Ltd |  | 1375 | P7 | NGET | 516 | 516 | 1375 | 1375 | 1375 | 1375 | 1375 | 1375 | 1375 | 1375 | 1375 | 1375 | 1375 | 1375 | 1375 | 1375 | 1375 | 1375 | 1375 | 1375 | 1375
Spalding | Gas | CCGT_Exist | Intergen |  | 880 | K1 | NGET | 880 | 880 | 880 | 880 | 880 | 880 | 880 | 880 | 880 | 880 | 880 | 880 | 880 | 880 | 880 | 880 | 880 | 880 | 880 | 880 | 880
Staythorpe | Gas | CCGT_Exist | RWE Npower Ltd |  | 1728 | K5 | NGET | 1728 | 1728 | 1728 | 1728 | 1728 | 1728 | 1728 | 1728 | 1728 | 1728 | 1728 | 1728 | 1728 | 1728 | 1728 | 1728 | 1728 | 1728 | 1728 | 1728 | 1728
Sutton Bridge A | Gas | CCGT_Exist | Macquarie Consortium |  | 819 | J1 | NGET | 819 | 819 | 819 | 819 | 819 | 819 | 819 | 819 | 819 | 819 | 819 | 819 | 819 | 819 | 819 | 819 | 819 | 819 | 819 | 819 | 819
West Burton B | Gas | CCGT_Exist | EDF |  | 1332 | K6 | NGET | 1332 | 1332 | 1332 | 1332 | 1332 | 1332 | 1332 | 1332 | 1332 | 1332 | 1332 | 1332 | 1332 | 1332 | 1332 | 1332 | 1332 | 1332 | 1332 | 1332 | 1332
Abernedd | Gas | CCGT_New | SSE Ltd | 2017 | 914 | H1 | NGET | 0 | 0 | 500 | 914 | 914 | 914 | 914 | 914 | 914 | 914 | 914 | 914 | 914 | 914 | 914 | 914 | 914 | 914 | 914 | 914 | 914
Carrington | Gas | CCGT_New | ESBI |  | 910 | N2 | NGET | 910 | 910 | 910 | 910 | 910 | 910 | 910 | 910 | 910 | 910 | 910 | 910 | 910 | 910 | 910 | 910 | 910 | 910 | 910 | 910 | 910
Damhead Creek 2 | Gas | CCGT_New | Scottish Power Ltd | 2016 | 1200 | C2 | NGET | 0 | 1200 | 1200 | 1200 | 1200 | 1200 | 1200 | 1200 | 1200 | 1200 | 1200 | 1200 | 1200 | 1200 | 1200 | 1200 | 1200 | 1200 | 1200 | 1200 | 1200
Keadby 2 | Gas | CCGT_New | SSE Ltd | 2016 | 710 | P8 | NGET | 0 | 710 | 710 | 710 | 710 | 710 | 710 | 710 | 710 | 710 | 710 | 710 | 710 | 710 | 710 | 710 | 710 | 710 | 710 | 710 | 710
King's Lynn B | Gas | CCGT_New | Centrica Ltd | 2020 | 981 | J1 | NGET | 0 | 0 | 0 | 0 | 0 | 981 | 981 | 981 | 981 | 981 | 981 | 981 | 981 | 981 | 981 | 981 | 981 | 981 | 981 | 981 | 981
Knottingley Power | Gas | CCGT_New | ESBI | 2020 | 1500 | P5 | NGET | 0 | 0 | 0 | 0 | 0 | 1500 | 1500 | 1500 | 1500 | 1500 | 1500 | 1500 | 1500 | 1500 | 1500 | 1500 | 1500 | 1500 | 1500 | 1500 | 1500
Seabank 3 | Gas | CCGT_New | SSE Ltd | 2021 | 1200 | G7 | NGET | 0 | 0 | 0 | 0 | 0 | 0 | 1200 | 1200 | 1200 | 1200 | 1200 | 1200 | 1200 | 1200 | 1200 | 1200 | 1200 | 1200 | 1200 | 1200 | 1200
Spalding Energy Expansion | Gas | CCGT_New | Intergen | 2018 | 625 | K1 | NGET | 0 | 0 | 0 | 625 | 625 | 625 | 625 | 625 | 625 | 625 | 625 | 625 | 625 | 625 | 625 | 625 | 625 | 625 | 625 | 625 | 625
Thames Haven | Gas | CCGT_New | Intergen | 2018 | 1096 | C5 | NGET | 0 | 0 | 0 | 1096 | 1096 | 1096 | 1096 | 1096 | 1096 | 1096 | 1096 | 1096 | 1096 | 1096 | 1096 | 1096 | 1096 | 1096 | 1096 | 1096 | 1096
Thorpe Marsh | Gas | CCGT_New | Acorn Power | 2017 | 1200 | P6 | NGET | 0 | 0 | 1200 | 1200 | 1200 | 1200 | 1200 | 1200 | 1200 | 1200 | 1200 | 1200 | 1200 | 1200 | 1200 | 1200 | 1200 | 1200 | 1200 | 1200 | 1200
Tilbury C | Gas | CCGT_New | RWE Npower Ltd | 2019 | 1800 | C1 | NGET | 0 | 0 | 0 | 0 | 1800 | 1800 | 1800 | 1800 | 1800 | 1800 | 1800 | 1800 | 1800 | 1800 | 1800 | 1800 | 1800 | 1800 | 1800 | 1800 | 1800
Trafford Power | Gas | CCGT_New | Wainstones | 2018 | 4044 | N2 | NGET | 0 | 0 | 0 | 1882 | 1882 | 1882 | 1882 | 1882 | 1882 | 1882 | 4044 | 4044 | 4044 | 4044 | 4044 | 4044 | 4044 | 4044 | 4044 | 4044 | 4044
Hatfield CCS | CCS | CCS_Gas | 2Co Power (Yorkshire) Ltd | 2019 | 800 | P8 | NGET | 0 | 0 | 0 | 0 | 800 | 800 | 800 | 800 | 800 | 800 | 800 | 800 | 800 | 800 | 800 | 800 | 800 | 800 | 800 | 800 | 800
Kilingholme | CCS | CCS_Gas | C.GEN Killingholme Ltd | 2018 | 490 | P7 | NGET | 0 | 0 | 0 | 490 | 490 | 490 | 490 | 490 | 490 | 490 | 490 | 490 | 490 | 490 | 490 | 490 | 490 | 490 | 490 | 490 | 490
White Rose | CCS | CCS_Gas | Capture Power Ltd | 2020 | 400 | 0 | NGET | 0 | 0 | 0 | 0 | 0 | 400 | 400 | 400 | 400 | 400 | 400 | 400 | 400 | 400 | 400 | 400 | 400 | 400 | 400 | 400 | 400
Fawley CHP | Gas | CHP | RWE Npower Ltd |  | 158 | B2 | NGET | 158 | 158 | 158 | 158 | 158 | 158 | 158 | 158 | 158 | 158 | 158 | 158 | 158 | 158 | 158 | 158 | 158 | 158 | 158 | 158 | 158
Immingham CHP | Gas | CHP | Conoco |  | 1218 | P7 | NGET | 1218 | 1218 | 1218 | 1218 | 1218 | 1218 | 1218 | 1218 | 1218 | 1218 | 1218 | 1218 | 1218 | 1218 | 1218 | 1218 | 1218 | 1218 | 1218 | 1218 | 1218
Pembroke CHP (South Hook CHP) | Gas | CHP | Qatar Petroleum International Ltd | 2016 | 490 | H6 | NGET | 0 | 490 | 490 | 490 | 490 | 490 | 490 | 490 | 490 | 490 | 490 | 490 | 490 | 490 | 490 | 490 | 490 | 490 | 490 | 490 | 490
Sellafield CHP | Gas | CHP | NDA |  | 155 | R6 | NGET | 155 | 155 | 155 | 155 | 155 | 155 | 155 | 155 | 155 | 155 | 155 | 155 | 155 | 155 | 155 | 155 | 155 | 155 | 155 | 0 | 0
Wilton | Gas | CHP | Sembcorp Utilities (UK) Ltd |  | 99 | Q2 | NGET | 99 | 99 | 99 | 99 | 99 | 99 | 99 | 99 | 99 | 99 | 99 | 99 | 99 | 99 | 99 | 99 | 99 | 99 | 99 | 99 | 99
Aberthaw B | Coal | Coal | RWE Npower Ltd |  | 1569 | H2 | NGET | 1569 | 1569 | 1569 | 1569 | 1569 | 1569 | 1569 | 1569 | 0 | 0 | 0 | 0 | 0 | 0 | 0 | 0 | 0 | 0 | 0 | 0 | 0
Cottam | Coal | Coal | EDF |  | 2000 | K5 | NGET | 2000 | 2000 | 2000 | 2000 | 2000 | 2000 | 2000 | 2000 | 0 | 0 | 0 | 0 | 0 | 0 | 0 | 0 | 0 | 0 | 0 | 0 | 0
Drax | Coal | Coal | Drax Power Ltd |  | 1914 | P4 | NGET | 1914 | 1914 | 1914 | 1914 | 1914 | 1914 | 1914 | 1914 | 1914 | 1914 | 1914 | 1914 | 1914 | 1914 | 1914 | 1914 | 1914 | 1914 | 1914 | 1914 | 1914
Drax | Coal | Coal | Drax Power Ltd |  | 638 | P4 | NGET | 638 | 0 | 0 | 0 | 0 | 0 | 0 | 0 | 0 | 0 | 0 | 0 | 0 | 0 | 0 | 0 | 0 | 0 | 0 | 0 | 0
Eggborough | Coal | Coal | Eggborough Power Ltd |  | 1940 | P6 | NGET | 1940 | 1940 | 1940 | 1940 | 1940 | 1940 | 1940 | 1940 | 0 | 0 | 0 | 0 | 0 | 0 | 0 | 0 | 0 | 0 | 0 | 0 | 0
Ferrybridge C | Coal | Coal | SSE Ltd |  | 488 | P5 | NGET | 488 | 0 | 0 | 0 | 0 | 0 | 0 | 0 | 0 | 0 | 0 | 0 | 0 | 0 | 0 | 0 | 0 | 0 | 0 | 0 | 0
Fiddlers Ferry | Coal | Coal | SSE Ltd |  | 1953 | N1 | NGET | 1953 | 1953 | 1953 | 1953 | 1953 | 1953 | 1953 | 1953 | 1953 | 1953 | 1953 | 1953 | 1953 | 1953 | 1953 | 1953 | 1953 | 1953 | 1953 | 1953 | 1953
Ratcliffe-on-Soar | Coal | Coal | E.ON UK plc |  | 1988 | L7 | NGET | 1988 | 1988 | 1988 | 1988 | 1988 | 1988 | 1988 | 1988 | 1988 | 1988 | 1988 | 1988 | 1988 | 1988 | 1988 | 1988 | 1988 | 1988 | 1988 | 1988 | 1988
Rugeley B | Coal | Coal | Int Power |  | 968 | L5 | NGET | 968 | 968 | 968 | 968 | 968 | 968 | 968 | 968 | 968 | 968 | 968 | 968 | 968 | 968 | 968 | 968 | 968 | 968 | 968 | 968 | 968
Uskmouth | Coal | Coal | SSE Ltd |  | 115 | H2 | NGET | 115 | 115 | 115 | 115 | 115 | 115 | 115 | 115 | 0 | 0 | 0 | 0 | 0 | 0 | 0 | 0 | 0 | 0 | 0 | 0 | 0
West Burton A | Coal | Coal | EDF |  | 974 | K6 | NGET | 974 | 974 | 974 | 974 | 974 | 974 | 974 | 974 | 0 | 0 | 0 | 0 | 0 | 0 | 0 | 0 | 0 | 0 | 0 | 0 | 0
West Burton A | Coal | Coal | EDF |  | 974 | K6 | NGET | 974 | 974 | 974 | 974 | 974 | 974 | 974 | 974 | 0 | 0 | 0 | 0 | 0 | 0 | 0 | 0 | 0 | 0 | 0 | 0 | 0
Aberthaw B GT | Gas | GT | RWE Npower Ltd |  | 51 | H2 | NGET | 51 | 51 | 51 | 51 | 51 | 51 | 51 | 51 | 0 | 0 | 0 | 0 | 0 | 0 | 0 | 0 | 0 | 0 | 0 | 0 | 0
Baglan Bay GT | Gas | GT | BP |  | 32 | H1 | NGET | 32 | 32 | 32 | 32 | 32 | 32 | 32 | 32 | 32 | 32 | 32 | 32 | 32 | 32 | 32 | 32 | 32 | 32 | 32 | 32 | 32
Didcot A GT | Gas | GT | RWE Npower Ltd |  | 100 | D6 | NGET | 100 | 100 | 100 | 100 | 100 | 100 | 100 | 100 | 0 | 0 | 0 | 0 | 0 | 0 | 0 | 0 | 0 | 0 | 0 | 0 | 0
Drax GT | Gas | GT | Drax Power Ltd |  | 75 | P4 | NGET | 75 | 75 | 75 | 75 | 75 | 75 | 75 | 75 | 75 | 75 | 75 | 75 | 75 | 75 | 75 | 75 | 75 | 75 | 75 | 75 | 75
Grain (Oil) GT | Gas | GT | E.ON UK plc |  | 152 | C3 | NGET | 152 | 152 | 152 | 152 | 152 | 152 | 152 | 152 | 152 | 152 | 152 | 152 | 152 | 152 | 152 | 152 | 152 | 152 | 152 | 152 | 152
Keadby (Black Start) GT | Gas | GT | SSE Ltd | 2017 | 25 | P8 | NGET | 0 | 0 | 25 | 25 | 25 | 25 | 25 | 25 | 0 | 0 | 0 | 0 | 0 | 0 | 0 | 0 | 0 | 0 | 0 | 0 | 0
Ratcliffe-on-Soar GT | Gas | GT | E.ON UK plc |  | 34 | L7 | NGET | 34 | 34 | 34 | 34 | 34 | 34 | 34 | 34 | 34 | 34 | 34 | 34 | 34 | 34 | 34 | 34 | 34 | 34 | 34 | 34 | 34
Rugeley B GT | Gas | GT | Rugeley Power Ltd |  | 50 | L5 | NGET | 50 | 50 | 50 | 50 | 50 | 50 | 50 | 50 | 50 | 50 | 50 | 50 | 50 | 50 | 50 | 50 | 50 | 50 | 50 | 50 | 50
West Burton A GTs | Gas | GT | EDF |  | 40 | K6 | NGET | 40 | 40 | 40 | 40 | 40 | 40 | 40 | 40 | 0 | 0 | 0 | 0 | 0 | 0 | 0 | 0 | 0 | 0 | 0 | 0 | 0
Britned | Interconnector | Interconnector_Exist | BritNed Development Ltd |  | 1000 | C3 | NGET | 1000 | 1000 | 1000 | 1000 | 1000 | 1000 | 1000 | 1000 | 1000 | 1000 | 1000 | 1000 | 1000 | 1000 | 1000 | 1000 | 1000 | 1000 | 1000 | 1000 | 1000
East-West (Wales-Ireland) | Interconnector | Interconnector_Exist | EirGrid |  | 500 | M5 | NGET | 500 | 500 | 500 | 500 | 500 | 500 | 500 | 500 | 500 | 500 | 500 | 500 | 500 | 500 | 500 | 500 | 500 | 500 | 500 | 500 | 500
IFA | Interconnector | Interconnector_Exist | NGC |  | 2000 | C9 | NGET | 2000 | 2000 | 2000 | 2000 | 2000 | 2000 | 2000 | 2000 | 2000 | 2000 | 2000 | 2000 | 2000 | 2000 | 2000 | 2000 | 2000 | 2000 | 2000 | 2000 | 2000
Eleclink | Interconnector | Interconnector_New | Eleclink | 2016 | 1000 | C9 | NGET | 0 | 1000 | 1000 | 1000 | 1000 | 1000 | 1000 | 1000 | 1000 | 1000 | 1000 | 1000 | 1000 | 1000 | 1000 | 1000 | 1000 | 1000 | 1000 | 1000 | 1000
FAB | Interconnector | Interconnector_New | FABLink Ltd | 2020 | 1400 | F6 | NGET | 0 | 0 | 0 | 0 | 0 | 1400 | 1400 | 1400 | 1400 | 1400 | 1400 | 1400 | 1400 | 1400 | 1400 | 1400 | 1400 | 1400 | 1400 | 1400 | 1400
IFA2 | Interconnector | Interconnector_New | NGC | 2019 | 1000 | B2 | NGET | 0 | 0 | 0 | 0 | 1000 | 1000 | 1000 | 1000 | 1000 | 1000 | 1000 | 1000 | 1000 | 1000 | 1000 | 1000 | 1000 | 1000 | 1000 | 1000 | 1000
NEMO | Interconnector | Interconnector_New | National Grid International Ltd | 2018 | 1000 | C7 | NGET | 0 | 0 | 0 | 1000 | 1000 | 1000 | 1000 | 1000 | 1000 | 1000 | 1000 | 1000 | 1000 | 1000 | 1000 | 1000 | 1000 | 1000 | 1000 | 1000 | 1000
NSN | Interconnector | Interconnector_New | National Grid International Ltd | 2019 | 1400 | Q6 | NGET | 0 | 0 | 0 | 0 | 1400 | 1400 | 1400 | 1400 | 1400 | 1400 | 1400 | 1400 | 1400 | 1400 | 1400 | 1400 | 1400 | 1400 | 1400 | 1400 | 1400
Viking | Interconnector | Interconnector_New | National Grid Interconnector Holdings Ltd | 2020 | 1000 | K4 | NGET | 0 | 0 | 0 | 0 | 0 | 1000 | 1000 | 1000 | 1000 | 1000 | 1000 | 1000 | 1000 | 1000 | 1000 | 1000 | 1000 | 1000 | 1000 | 1000 | 1000
Oldbury C | Nuclear | Nuclear_ABWR | Horizon | 2023 | 1600 | G7 | NGET | 0 | 0 | 0 | 0 | 0 | 0 | 0 | 0 | 1600 | 1600 | 1600 | 1600 | 1600 | 1600 | 1600 | 1600 | 1600 | 1600 | 1600 | 1600 | 1600
Oldbury-on-Severn | Nuclear | Nuclear_ABWR | Horizon | 2020 | 1600 | G7 | NGET | 0 | 0 | 0 | 0 | 0 | 1600 | 1600 | 1600 | 1600 | 1600 | 1600 | 1600 | 1600 | 1600 | 1600 | 1600 | 1600 | 1600 | 1600 | 1600 | 1600
Wylfa Newydd | Nuclear | Nuclear_ABWR | Horizon | 2024 | 2800 | M8 | NGET | 0 | 0 | 0 | 0 | 0 | 0 | 0 | 0 | 0 | 1400 | 2800 | 2800 | 2800 | 2800 | 2800 | 2800 | 2800 | 2800 | 2800 | 2800 | 2800
Dungeness B | Nuclear | Nuclear_AGR | EDF |  | 1080 | C4 | NGET | 1080 | 1080 | 1080 | 1080 | 1080 | 1080 | 1080 | 1080 | 1080 | 1080 | 1080 | 1080 | 1080 | 1080 | 1080 | 1080 | 1080 | 1080 | 1080 | 1080 | 1080
Hartlepool | Nuclear | Nuclear_AGR | EDF |  | 1208 | Q2 | NGET | 1208 | 1208 | 1208 | 1208 | 1208 | 1208 | 1208 | 1208 | 1208 | 1208 | 1208 | 1208 | 1208 | 1208 | 1208 | 1208 | 1208 | 1208 | 1208 | 1208 | 1208
Heysham 1 | Nuclear | Nuclear_AGR | EDF |  | 1203 | R5 | NGET | 1203 | 1203 | 1203 | 1203 | 1203 | 1203 | 1203 | 1203 | 1203 | 1203 | 1203 | 1203 | 1203 | 1203 | 1203 | 1203 | 1203 | 1203 | 1203 | 1203 | 1203
Heysham 2 | Nuclear | Nuclear_AGR | EDF |  | 1203 | R5 | NGET | 1203 | 1203 | 1203 | 1203 | 1203 | 1203 | 1203 | 1203 | 1203 | 1203 | 1203 | 1203 | 1203 | 1203 | 1203 | 1203 | 1203 | 1203 | 1203 | 1203 | 1203
Hinkley Point B | Nuclear | Nuclear_AGR | EDF |  | 912 | E7 | NGET | 912 | 912 | 912 | 912 | 912 | 912 | 912 | 912 | 912 | 912 | 912 | 912 | 912 | 912 | 912 | 912 | 912 | 912 | 912 | 912 | 912
Bradwell B | Nuclear | Nuclear_EPR | EDF | 2021 | 1670 | C5 | NGET | 0 | 0 | 0 | 0 | 0 | 0 | 1670 | 1670 | 1670 | 1670 | 1670 | 1670 | 1670 | 1670 | 1670 | 1670 | 1670 | 1670 | 1670 | 1670 | 1670
Hinkley Point C | Nuclear | Nuclear_EPR | EDF | 2022 | 3340 | E7 | NGET | 0 | 0 | 0 | 0 | 0 | 0 | 0 | 1670 | 3340 | 3340 | 3340 | 3340 | 3340 | 3340 | 3340 | 3340 | 3340 | 3340 | 3340 | 3340 | 3340
Moorside | Nuclear | Nuclear_EPR | Nu Gen | 2024 | 3387 | R6 | NGET | 0 | 0 | 0 | 0 | 0 | 0 | 0 | 0 | 0 | 1129 | 2258 | 3387 | 3387 | 3387 | 3387 | 3387 | 3387 | 3387 | 3387 | 3387 | 3387
Sizewell C | Nuclear | Nuclear_EPR | EDF | 2020 | 3340 | J2 | NGET | 0 | 0 | 0 | 0 | 0 | 1670 | 3340 | 3340 | 3340 | 3340 | 3340 | 3340 | 3340 | 3340 | 3340 | 3340 | 3340 | 3340 | 3340 | 3340 | 3340
Wylfa | Nuclear | Nuclear_Magnox | NDA (Magnox Limited) |  | 0 | M8 | NGET | 0 | 0 | 0 | 0 | 0 | 0 | 0 | 0 | 0 | 0 | 0 | 0 | 0 | 0 | 0 | 0 | 0 | 0 | 0 | 0 | 0
Sizewell B | Nuclear | Nuclear_PWR | EDF |  | 1212 | J2 | NGET | 1212 | 1212 | 1212 | 1212 | 1212 | 1212 | 1212 | 1212 | 1212 | 1212 | 1212 | 1212 | 1212 | 1212 | 1212 | 1212 | 1212 | 1212 | 1212 | 1212 | 1212
Abergelli Power | Gas | OCGT | Abergelli Power Limited | 2020 | 299 | 0 | NGET | 0 | 0 | 0 | 0 | 0 | 299 | 299 | 299 | 299 | 299 | 299 | 299 | 299 | 299 | 299 | 299 | 299 | 299 | 299 | 299 | 299
Cowes | Gas | OCGT | RWE Npower Ltd |  | 100 | B2 | NGET | 100 | 100 | 100 | 100 | 100 | 100 | 100 | 100 | 100 | 100 | 100 | 100 | 100 | 100 | 100 | 100 | 100 | 100 | 100 | 100 | 100
Hirwaun Power Station | Gas | OCGT | Hirwaun Power Ltd | 2019 | 299 | H6 | NGET | 0 | 0 | 0 | 0 | 299 | 299 | 299 | 299 | 299 | 299 | 299 | 299 | 299 | 299 | 299 | 299 | 299 | 299 | 299 | 299 | 299
Indian Queens | Gas | OCGT | Int Power |  | 140 | F6 | NGET | 140 | 140 | 140 | 140 | 140 | 140 | 140 | 140 | 140 | 140 | 140 | 140 | 140 | 140 | 140 | 140 | 140 | 140 | 140 | 140 | 140
Millbrook Power | Gas | OCGT | Millbrook Power Ltd | 2020 | 299 | 0 | NGET | 0 | 0 | 0 | 0 | 0 | 299 | 299 | 299 | 299 | 299 | 299 | 299 | 299 | 299 | 299 | 299 | 299 | 299 | 299 | 299 | 299
Progress Power | Gas | OCGT | Progress Power | 2019 | 299 | J3 | NGET | 0 | 0 | 0 | 0 | 299 | 299 | 299 | 299 | 299 | 299 | 299 | 299 | 299 | 299 | 299 | 299 | 299 | 299 | 299 | 299 | 299
Taylors Lane | Gas | OCGT | E.ON UK plc |  | 144 | A7 | NGET | 144 | 144 | 144 | 144 | 144 | 144 | 144 | 144 | 144 | 144 | 144 | 144 | 144 | 144 | 144 | 144 | 144 | 144 | 144 | 144 | 144
Barrow | Wind | Offshore_Wind 1 | Dong Energy |  | 90 | R5 | NGET | 90 | 90 | 90 | 90 | 90 | 90 | 90 | 90 | 90 | 90 | 90 | 90 | 90 | 90 | 90 | 90 | 90 | 90 | 90 | 90 | 90
Gunfleet Sands | Wind | Offshore_Wind 1 | Dong Energy |  | 164 | J5 | NGET | 164 | 164 | 164 | 164 | 164 | 164 | 164 | 164 | 164 | 164 | 164 | 164 | 164 | 164 | 164 | 164 | 164 | 164 | 164 | 164 | 164
Ormonde | Wind | Offshore_Wind 1 | Vattenfall Ltd |  | 150 | R5 | NGET | 150 | 150 | 150 | 150 | 150 | 150 | 150 | 150 | 150 | 150 | 150 | 150 | 150 | 150 | 150 | 150 | 150 | 150 | 150 | 150 | 150
Robin Rigg | Wind | Offshore_Wind 1 | E.ON UK plc |  | 184 | Q8 | NGET | 184 | 184 | 184 | 184 | 184 | 184 | 184 | 184 | 184 | 184 | 184 | 184 | 184 | 184 | 184 | 184 | 184 | 184 | 184 | 184 | 184
Dudgeon | Wind | Offshore_Wind 2 | Statoil & Statkraft | 2016 | 400 | J1 | NGET | 0 | 400 | 400 | 400 | 400 | 400 | 400 | 400 | 400 | 400 | 400 | 400 | 400 | 400 | 400 | 400 | 400 | 400 | 400 | 400 | 400
Greater Gabbard | Wind | Offshore_Wind 2 | SSE Ltd |  | 500 | J2 | NGET | 500 | 500 | 500 | 500 | 500 | 500 | 500 | 500 | 500 | 500 | 500 | 500 | 500 | 500 | 500 | 500 | 500 | 500 | 500 | 500 | 500
Gwynt Y Mor | Wind | Offshore_Wind 2 | RWE Npower Ltd |  | 574 | M6 | NGET | 574 | 574 | 574 | 574 | 574 | 574 | 574 | 574 | 574 | 574 | 574 | 574 | 574 | 574 | 574 | 574 | 574 | 574 | 574 | 574 | 574
Humber Gateway | Wind | Offshore_Wind 2 | E.ON UK plc |  | 220 | P8 | NGET | 220 | 220 | 220 | 220 | 220 | 220 | 220 | 220 | 220 | 220 | 220 | 220 | 220 | 220 | 220 | 220 | 220 | 220 | 220 | 220 | 220
Lincs | Wind | Offshore_Wind 2 | Centrica Ltd |  | 250 | J1 | NGET | 250 | 250 | 250 | 250 | 250 | 250 | 250 | 250 | 250 | 250 | 250 | 250 | 250 | 250 | 250 | 250 | 250 | 250 | 250 | 250 | 250
London Array | Wind | Offshore_Wind 2 | Dong Energy |  | 630 | C3 | NGET | 630 | 630 | 630 | 630 | 630 | 630 | 630 | 630 | 630 | 630 | 630 | 630 | 630 | 630 | 630 | 630 | 630 | 630 | 630 | 630 | 630
Race Bank | Wind | Offshore_Wind 2 | DONG Energy | 2017 | 565 | J1 | NGET | 0 | 0 | 565 | 565 | 565 | 565 | 565 | 565 | 565 | 565 | 565 | 565 | 565 | 565 | 565 | 565 | 565 | 565 | 565 | 565 | 565
Sheringham Shoal | Wind | Offshore_Wind 2 | Scira Offshore Energy Ltd |  | 316 | J3 | NGET | 316 | 316 | 316 | 316 | 316 | 316 | 316 | 316 | 316 | 316 | 316 | 316 | 316 | 316 | 316 | 316 | 316 | 316 | 316 | 316 | 316
Thanet | Wind | Offshore_Wind 2 | Vattenfall Ltd |  | 300 | C7 | NGET | 300 | 300 | 300 | 300 | 300 | 300 | 300 | 300 | 300 | 300 | 300 | 300 | 300 | 300 | 300 | 300 | 300 | 300 | 300 | 300 | 300
Triton Knoll | Wind | Offshore_Wind 2 | RWE Npower Ltd | 2019 | 900 | K4 | NGET | 0 | 0 | 0 | 0 | 360 | 900 | 900 | 900 | 900 | 900 | 900 | 900 | 900 | 900 | 900 | 900 | 900 | 900 | 900 | 900 | 900
Walney | Wind | Offshore_Wind 2 | Dong Energy & SSE & Ampere & PGGM |  | 364 | R5 | NGET | 364 | 364 | 364 | 364 | 364 | 364 | 364 | 364 | 364 | 364 | 364 | 364 | 364 | 364 | 364 | 364 | 364 | 364 | 364 | 364 | 364
West of Duddon Sands | Wind | Offshore_Wind 2 | Scottish Power Renewables & Dong Energy |  | 382 | R5 | NGET | 382 | 382 | 382 | 382 | 382 | 382 | 382 | 382 | 382 | 382 | 382 | 382 | 382 | 382 | 382 | 382 | 382 | 382 | 382 | 382 | 382
Westermost Rough | Wind | Offshore_Wind 2 | Dong Energy |  | 205 | P8 | NGET | 205 | 205 | 205 | 205 | 205 | 205 | 205 | 205 | 205 | 205 | 205 | 205 | 205 | 205 | 205 | 205 | 205 | 205 | 205 | 205 | 205
Burbo Bank Extension | Wind | Offshore_Wind 2.5 | Dong Energy | 2016 | 254 | M6 | NGET | 0 | 254 | 254 | 254 | 254 | 254 | 254 | 254 | 254 | 254 | 254 | 254 | 254 | 254 | 254 | 254 | 254 | 254 | 254 | 254 | 254
Galloper | Wind | Offshore_Wind 2.5 | SSE Ltd | 2017 | 156 | J2 | NGET | 0 | 0 | 156 | 156 | 156 | 156 | 156 | 156 | 156 | 156 | 156 | 156 | 156 | 156 | 156 | 156 | 156 | 156 | 156 | 156 | 156
Walney Extension | Wind | Offshore_Wind 2.5 | Dong Energy & SSE & Ampere & PGGM | 2017 | 660 | R5 | NGET | 0 | 0 | 330 | 660 | 660 | 660 | 660 | 660 | 660 | 660 | 660 | 660 | 660 | 660 | 660 | 660 | 660 | 660 | 660 | 660 | 660
Codling Wind Park | Wind | Offshore_Wind 3 | Codling Wind Park | 2021 | 1000 | M6 | NGET | 0 | 0 | 0 | 0 | 0 | 0 | 1000 | 1000 | 1000 | 1000 | 1000 | 1000 | 1000 | 1000 | 1000 | 1000 | 1000 | 1000 | 1000 | 1000 | 1000
Dogger Bank | Wind | Offshore_Wind 3 | Forewind Consortia (SSE Renewables & RWE Npower * | 2019 | 6000 | P8 | NGET | 0 | 0 | 0 | 0 | 1500 | 3500 | 4000 | 5000 | 6000 | 6000 | 6000 | 6000 | 6000 | 6000 | 6000 | 6000 | 6000 | 6000 | 6000 | 6000 | 6000
East Anglia | Wind | Offshore_Wind 3 | Scottish Power Ltd | 2018 | 7200 | J5 | NGET | 0 | 0 | 0 | 600 | 1200 | 1200 | 2400 | 3600 | 4400 | 5400 | 6600 | 7200 | 7200 | 7200 | 7200 | 7200 | 7200 | 7200 | 7200 | 7200 | 7200
Hornsea | Wind | Offshore_Wind 3 | Smart Wind Consortia * | 2016 | 4000 | P7 | NGET | 0 | 500 | 1000 | 1000 | 1500 | 2500 | 3000 | 3500 | 4000 | 4000 | 4000 | 4000 | 4000 | 4000 | 4000 | 4000 | 4000 | 4000 | 4000 | 4000 | 4000
Navitus Bay Offshore Wind Platform 1 | Wind | Offshore_Wind 3 | EDF | 2018 | 368 | E6 | NGET | 0 | 0 | 0 | 368 | 368 | 368 | 368 | 368 | 368 | 368 | 368 | 368 | 368 | 368 | 368 | 368 | 368 | 368 | 368 | 368 | 368
Navitus Bay Offshore Wind Platform 2 | Wind | Offshore_Wind 3 | EDF | 2020 | 368 | E6 | NGET | 0 | 0 | 0 | 0 | 0 | 368 | 368 | 368 | 368 | 368 | 368 | 368 | 368 | 368 | 368 | 368 | 368 | 368 | 368 | 368 | 368
Navitus Bay Offshore Wind Platform 3 | Wind | Offshore_Wind 3 | EDF | 2021 | 368 | E6 | NGET | 0 | 0 | 0 | 0 | 0 | 0 | 368 | 368 | 368 | 368 | 368 | 368 | 368 | 368 | 368 | 368 | 368 | 368 | 368 | 368 | 368
Rampion (Hastings) | Wind | Offshore_Wind 3 | E.ON UK plc | 2016 | 664 | B1 | NGET | 0 | 332 | 664 | 664 | 664 | 664 | 664 | 664 | 664 | 664 | 664 | 664 | 664 | 664 | 664 | 664 | 664 | 664 | 664 | 664 | 664
Carnedd Wen | Wind | Onshore Wind | RWE Npower Ltd | 2019 | 150 | L5 | NGET | 0 | 0 | 0 | 0 | 150 | 150 | 150 | 150 | 150 | 150 | 150 | 150 | 150 | 150 | 150 | 150 | 150 | 150 | 150 | 150 | 150
Pen Y Cymoedd | Wind | Onshore Wind | Pen Y Cymoedd Wind Farm Ltd | 2016 | 228 | H6 | NGET | 0 | 228 | 228 | 228 | 228 | 228 | 228 | 228 | 228 | 228 | 228 | 228 | 228 | 228 | 228 | 228 | 228 | 228 | 228 | 228 | 228
Dinorwig | Pumped_Storage | Pumped_Storage | Int Power |  | 1644 | M6 | NGET | 1644 | 1644 | 1644 | 1644 | 1644 | 1644 | 1644 | 1644 | 1644 | 1644 | 1644 | 1644 | 1644 | 1644 | 1644 | 1644 | 1644 | 1644 | 1644 | 1644 | 1644
Ffestiniog | Pumped_Storage | Pumped_Storage | Int Power |  | 360 | M7 | NGET | 360 | 360 | 360 | 360 | 360 | 360 | 360 | 360 | 360 | 360 | 360 | 360 | 360 | 360 | 360 | 360 | 360 | 360 | 360 | 360 | 360
Marex | Pumped_Storage | Pumped_Storage | Organic Power Ltd | 2018 | 1500 | M5 | NGET | 0 | 0 | 0 | 1500 | 1500 | 1500 | 1500 | 1500 | 1500 | 1500 | 1500 | 1500 | 1500 | 1500 | 1500 | 1500 | 1500 | 1500 | 1500 | 1500 | 1500
Swansea Bay | Marine | Tidal | Tidal Lagoon Plc | 2018 | 320 | E7 | NGET | 0 | 0 | 0 | 320 | 320 | 320 | 320 | 320 | 320 | 320 | 320 | 320 | 320 | 320 | 320 | 320 | 320 | 320 | 320 | 320 | 320
Peterhead | Gas | CCGT_Exist | SSE Ltd |  | 400 | T2 | SHET | 400 | 400 | 400 | 400 | 400 | 400 | 400 | 400 | 400 | 400 | 400 | 400 | 400 | 400 | 400 | 400 | 400 | 400 | 400 | 400 | 400
Stoneywood Mills | Gas | CHP | Stoneywood |  | 12 | T2 | SHET | 12 | 12 | 12 | 12 | 12 | 12 | 12 | 12 | 12 | 12 | 12 | 12 | 12 | 12 | 12 | 12 | 12 | 12 | 12 | 12 | 12
Aigas | Hydro | Hydro | SSE Ltd |  | 20 | T1 | SHET | 20 | 20 | 20 | 20 | 20 | 20 | 20 | 20 | 20 | 20 | 20 | 20 | 20 | 20 | 20 | 20 | 20 | 20 | 20 | 20 | 20
Cashlie | Hydro | Hydro | SSE Ltd |  | 11 | T4 | SHET | 11 | 11 | 11 | 11 | 11 | 11 | 11 | 11 | 11 | 11 | 11 | 11 | 11 | 11 | 11 | 11 | 11 | 11 | 11 | 11 | 11
Ceannacroc | Hydro | Hydro | SSE Ltd |  | 20 | T1 | SHET | 20 | 20 | 20 | 20 | 20 | 20 | 20 | 20 | 20 | 20 | 20 | 20 | 20 | 20 | 20 | 20 | 20 | 20 | 20 | 20 | 20
Clachan | Hydro | Hydro | SSE Ltd |  | 40 | T3 | SHET | 40 | 40 | 40 | 40 | 40 | 40 | 40 | 40 | 40 | 40 | 40 | 40 | 40 | 40 | 40 | 40 | 40 | 40 | 40 | 40 | 40
Clunie | Hydro | Hydro | SSE Ltd |  | 61 | T4 | SHET | 61 | 61 | 61 | 61 | 61 | 61 | 61 | 61 | 61 | 61 | 61 | 61 | 61 | 61 | 61 | 61 | 61 | 61 | 61 | 61 | 61
Culligran | Hydro | Hydro | SSE Ltd |  | 19 | T1 | SHET | 19 | 19 | 19 | 19 | 19 | 19 | 19 | 19 | 19 | 19 | 19 | 19 | 19 | 19 | 19 | 19 | 19 | 19 | 19 | 19 | 19
Deanie | Hydro | Hydro | SSE Ltd |  | 38 | T1 | SHET | 38 | 38 | 38 | 38 | 38 | 38 | 38 | 38 | 38 | 38 | 38 | 38 | 38 | 38 | 38 | 38 | 38 | 38 | 38 | 38 | 38
Errochty | Hydro | Hydro | SSE Ltd |  | 75 | T4 | SHET | 75 | 75 | 75 | 75 | 75 | 75 | 75 | 75 | 75 | 75 | 75 | 75 | 75 | 75 | 75 | 75 | 75 | 75 | 75 | 75 | 75
Fasnakyle | Hydro | Hydro | SSE Ltd |  | 77 | T1 | SHET | 77 | 77 | 77 | 77 | 77 | 77 | 77 | 77 | 77 | 77 | 77 | 77 | 77 | 77 | 77 | 77 | 77 | 77 | 77 | 77 | 77
Finlarig | Hydro | Hydro | SSE Ltd |  | 16 | T4 | SHET | 16 | 16 | 16 | 16 | 16 | 16 | 16 | 16 | 16 | 16 | 16 | 16 | 16 | 16 | 16 | 16 | 16 | 16 | 16 | 16 | 16
Glendoe | Hydro | Hydro | SSE Ltd |  | 100 | T1 | SHET | 100 | 100 | 100 | 100 | 100 | 100 | 100 | 100 | 100 | 100 | 100 | 100 | 100 | 100 | 100 | 100 | 100 | 100 | 100 | 100 | 100
Glenmoriston | Hydro | Hydro | SSE Ltd |  | 43 | T1 | SHET | 43 | 43 | 43 | 43 | 43 | 43 | 43 | 43 | 43 | 43 | 43 | 43 | 43 | 43 | 43 | 43 | 43 | 43 | 43 | 43 | 43
Grudie Bridge | Hydro | Hydro | SSE Ltd |  | 18.6 | T1 | SHET | 18.6 | 18.6 | 18.6 | 18.6 | 18.6 | 18.6 | 18.6 | 18.6 | 18.6 | 18.6 | 18.6 | 18.6 | 18.6 | 18.6 | 18.6 | 18.6 | 18.6 | 18.6 | 18.6 | 18.6 | 18.6
Inverawe | Hydro | Hydro | SSE Ltd |  | 25 | T3 | SHET | 25 | 25 | 25 | 25 | 25 | 25 | 25 | 25 | 25 | 25 | 25 | 25 | 25 | 25 | 25 | 25 | 25 | 25 | 25 | 25 | 25
Invergarry | Hydro | Hydro | SSE Ltd |  | 20 | T1 | SHET | 20 | 20 | 20 | 20 | 20 | 20 | 20 | 20 | 20 | 20 | 20 | 20 | 20 | 20 | 20 | 20 | 20 | 20 | 20 | 20 | 20
Kilmorack | Hydro | Hydro | SSE Ltd |  | 20 | T1 | SHET | 20 | 20 | 20 | 20 | 20 | 20 | 20 | 20 | 20 | 20 | 20 | 20 | 20 | 20 | 20 | 20 | 20 | 20 | 20 | 20 | 20
Kinlochleven | Hydro | Hydro | Alcan Aluminium UK Ltd |  | 20 | T1 | SHET | 20 | 20 | 20 | 20 | 20 | 20 | 20 | 20 | 20 | 20 | 20 | 20 | 20 | 20 | 20 | 20 | 20 | 20 | 20 | 20 | 20
Livishie | Hydro | Hydro | SSE Ltd |  | 18.9 | T1 | SHET | 18.9 | 18.9 | 18.9 | 18.9 | 18.9 | 18.9 | 18.9 | 18.9 | 18.9 | 18.9 | 18.9 | 18.9 | 18.9 | 18.9 | 18.9 | 18.9 | 18.9 | 18.9 | 18.9 | 18.9 | 18.9
Lochay | Hydro | Hydro | SSE Ltd |  | 48 | T4 | SHET | 48 | 48 | 48 | 48 | 48 | 48 | 48 | 48 | 48 | 48 | 48 | 48 | 48 | 48 | 48 | 48 | 48 | 48 | 48 | 48 | 48
Luichart | Hydro | Hydro | SSE Ltd |  | 34.8 | T1 | SHET | 34.8 | 34.8 | 34.8 | 34.8 | 34.8 | 34.8 | 34.8 | 34.8 | 34.8 | 34.8 | 34.8 | 34.8 | 34.8 | 34.8 | 34.8 | 34.8 | 34.8 | 34.8 | 34.8 | 34.8 | 34.8
Mossford | Hydro | Hydro | SSE Ltd |  | 19 | T1 | SHET | 19 | 19 | 19 | 19 | 19 | 19 | 19 | 19 | 19 | 19 | 19 | 19 | 19 | 19 | 19 | 19 | 19 | 19 | 19 | 19 | 19
Nant | Hydro | Hydro | SSE Ltd |  | 15 | T3 | SHET | 15 | 15 | 15 | 15 | 15 | 15 | 15 | 15 | 15 | 15 | 15 | 15 | 15 | 15 | 15 | 15 | 15 | 15 | 15 | 15 | 15
Orrin | Hydro | Hydro | SSE Ltd |  | 18 | T1 | SHET | 18 | 18 | 18 | 18 | 18 | 18 | 18 | 18 | 18 | 18 | 18 | 18 | 18 | 18 | 18 | 18 | 18 | 18 | 18 | 18 | 18
Pitlochry | Hydro | Hydro | SSE Ltd |  | 15 | T4 | SHET | 15 | 15 | 15 | 15 | 15 | 15 | 15 | 15 | 15 | 15 | 15 | 15 | 15 | 15 | 15 | 15 | 15 | 15 | 15 | 15 | 15
Quoich | Hydro | Hydro | SSE Ltd |  | 18 | T1 | SHET | 18 | 18 | 18 | 18 | 18 | 18 | 18 | 18 | 18 | 18 | 18 | 18 | 18 | 18 | 18 | 18 | 18 | 18 | 18 | 18 | 18
Rannoch | Hydro | Hydro | SSE Ltd |  | 45 | T4 | SHET | 45 | 45 | 45 | 45 | 45 | 45 | 45 | 45 | 45 | 45 | 45 | 45 | 45 | 45 | 45 | 45 | 45 | 45 | 45 | 45 | 45
Shin | Hydro | Hydro | SSE Ltd |  | 18 | T5 | SHET | 18 | 18 | 18 | 18 | 18 | 18 | 18 | 18 | 18 | 18 | 18 | 18 | 18 | 18 | 18 | 18 | 18 | 18 | 18 | 18 | 18
Sloy | Hydro | Hydro | SSE Ltd |  | 152 | T3 | SHET | 152 | 152 | 152 | 152 | 152 | 152 | 152 | 152 | 152 | 152 | 152 | 152 | 152 | 152 | 152 | 152 | 152 | 152 | 152 | 152 | 152
St Fillans | Hydro | Hydro | SSE Ltd |  | 17 | T4 | SHET | 17 | 17 | 17 | 17 | 17 | 17 | 17 | 17 | 17 | 17 | 17 | 17 | 17 | 17 | 17 | 17 | 17 | 17 | 17 | 17 | 17
Torr Achilty | Hydro | Hydro | SSE Ltd |  | 15 | T1 | SHET | 15 | 15 | 15 | 15 | 15 | 15 | 15 | 15 | 15 | 15 | 15 | 15 | 15 | 15 | 15 | 15 | 15 | 15 | 15 | 15 | 15
Tummel | Hydro | Hydro | SSE Ltd |  | 34 | T4 | SHET | 34 | 34 | 34 | 34 | 34 | 34 | 34 | 34 | 34 | 34 | 34 | 34 | 34 | 34 | 34 | 34 | 34 | 34 | 34 | 34 | 34
Norwegian Link 2 | Interconnector | Interconnector_New | NorthConnect KS | 2021 | 1400 | T2 | SHET | 0 | 0 | 0 | 0 | 0 | 0 | 1400 | 1400 | 1400 | 1400 | 1400 | 1400 | 1400 | 1400 | 1400 | 1400 | 1400 | 1400 | 1400 | 1400 | 1400
Firth of Forth SHETL | Wind | Offshore_Wind 3 | Seagreen Wind Energy Limited | 2019 | 1075 | T4 | SHET | 0 | 0 | 0 | 0 | 1075 | 1075 | 1075 | 1075 | 1075 | 1075 | 1075 | 1075 | 1075 | 1075 | 1075 | 1075 | 1075 | 1075 | 1075 | 1075 | 1075
Moray Firth | Wind | Offshore_Wind 3 | Repsol & EDP Renewables | 2018 | 1000 | T2 | SHET | 0 | 0 | 0 | 504 | 504 | 504 | 1000 | 1000 | 1000 | 1000 | 1000 | 1000 | 1000 | 1000 | 1000 | 1000 | 1000 | 1000 | 1000 | 1000 | 1000
Beatrice | Wind | Offshore_Wind STW | SSE Ltd | 2018 | 664 | T2 | SHET | 0 | 0 | 0 | 20 | 284 | 664 | 664 | 664 | 664 | 664 | 664 | 664 | 664 | 664 | 664 | 664 | 664 | 664 | 664 | 664 | 664
A Chruach | Wind | Onshore Wind | Infinis |  | 49.9 | T3 | SHET | 49.9 | 49.9 | 49.9 | 49.9 | 49.9 | 49.9 | 49.9 | 49.9 | 49.9 | 49.9 | 49.9 | 49.9 | 49.9 | 49.9 | 49.9 | 49.9 | 49.9 | 49.9 | 49.9 | 49.9 | 49.9
Aberarder Wind | Wind | Onshore Wind | RES UK & Ireland Ltd | 2019 | 36 | T1 | SHET | 0 | 0 | 0 | 0 | 36 | 36 | 36 | 36 | 36 | 36 | 36 | 36 | 36 | 36 | 36 | 36 | 36 | 36 | 36 | 36 | 36
Achagour | Wind | Onshore Wind | Achagour Wind Farm Ltd | 2020 | 12.5 | T1 | SHET | 0 | 0 | 0 | 0 | 0 | 12.5 | 12.5 | 12.5 | 12.5 | 12.5 | 12.5 | 12.5 | 12.5 | 12.5 | 12.5 | 12.5 | 12.5 | 12.5 | 12.5 | 12.5 | 12.5
Achlachan | Wind | Onshore Wind | Whirlwind Renewables Ltd | 2020 | 20 | T1 | SHET | 0 | 0 | 0 | 0 | 0 | 20 | 20 | 20 | 20 | 20 | 20 | 20 | 20 | 20 | 20 | 20 | 20 | 20 | 20 | 20 | 20
Allt Carach | Wind | Onshore Wind | ABO Wind | 2020 | 76 | T1 | SHET | 0 | 0 | 0 | 0 | 0 | 76 | 76 | 76 | 76 | 76 | 76 | 76 | 76 | 76 | 76 | 76 | 76 | 76 | 76 | 76 | 76
Allt Rhuba | Wind | Onshore Wind | E.ON Climate & Renewables UK Developments Ltd | 2021 | 44 | T3 | SHET | 0 | 0 | 0 | 0 | 0 | 0 | 44 | 44 | 44 | 44 | 44 | 44 | 44 | 44 | 44 | 44 | 44 | 44 | 44 | 44 | 44
An Suidhe | Wind | Onshore Wind | An Suidhe Wind Farm Ltd |  | 21 | T3 | SHET | 21 | 21 | 21 | 21 | 21 | 21 | 21 | 21 | 21 | 21 | 21 | 21 | 21 | 21 | 21 | 21 | 21 | 21 | 21 | 21 | 21
Ardchonnel | Wind | Onshore Wind | RWE Innogy UK Ltd | 2021 | 41 | T3 | SHET | 0 | 0 | 0 | 0 | 0 | 0 | 41 | 41 | 41 | 41 | 41 | 41 | 41 | 41 | 41 | 41 | 41 | 41 | 41 | 41 | 41
Ardkinglas | Wind | Onshore Wind | Iberdrola Renewable Energies Ltd |  | 15 | T3 | SHET | 15 | 15 | 15 | 15 | 15 | 15 | 15 | 15 | 15 | 15 | 15 | 15 | 15 | 15 | 15 | 15 | 15 | 15 | 15 | 15 | 15
Aultmore | Wind | Onshore Wind | Vattenfall Ltd | 2018 | 30 | T1 | SHET | 0 | 0 | 0 | 30 | 30 | 30 | 30 | 30 | 30 | 30 | 30 | 30 | 30 | 30 | 30 | 30 | 30 | 30 | 30 | 30 | 30
Bad a Cheo Wind Farm | Wind | Onshore Wind | RWE Innogy UK Ltd | 2018 | 30 | T5 | SHET | 0 | 0 | 0 | 30 | 30 | 30 | 30 | 30 | 30 | 30 | 30 | 30 | 30 | 30 | 30 | 30 | 30 | 30 | 30 | 30 | 30
Baillie and Bardnaheigh | Wind | Onshore Wind | Baillie Wind Farm Ltd |  | 52.5 | T5 | SHET | 52.5 | 52.5 | 52.5 | 52.5 | 52.5 | 52.5 | 52.5 | 52.5 | 52.5 | 52.5 | 52.5 | 52.5 | 52.5 | 52.5 | 52.5 | 52.5 | 52.5 | 52.5 | 52.5 | 52.5 | 52.5
Beinn an Tuirc | Wind | Onshore Wind | Scottish Power Ltd |  | 30 | T3 | SHET | 30 | 30 | 30 | 30 | 30 | 30 | 30 | 30 | 30 | 30 | 30 | 30 | 30 | 30 | 30 | 30 | 30 | 30 | 30 | 30 | 30
Beinn an Tuirc 2 | Wind | Onshore Wind | Scottish Power Ltd |  | 44 | T3 | SHET | 44 | 44 | 44 | 44 | 44 | 44 | 44 | 44 | 44 | 44 | 44 | 44 | 44 | 44 | 44 | 44 | 44 | 44 | 44 | 44 | 44
Beinn an Tuirc 3 | Wind | Onshore Wind | Scottish Power Ltd | 2020 | 50 | T3 | SHET | 0 | 0 | 0 | 0 | 0 | 50 | 50 | 50 | 50 | 50 | 50 | 50 | 50 | 50 | 50 | 50 | 50 | 50 | 50 | 50 | 50
Beinn Mhor | Wind | Onshore Wind | WPD Beinn Mhor Limited | 2017 | 21 | T1 | SHET | 0 | 0 | 21 | 21 | 21 | 21 | 21 | 21 | 21 | 21 | 21 | 21 | 21 | 21 | 21 | 21 | 21 | 21 | 21 | 21 | 21
Beinn Tharsuinn | Wind | Onshore Wind | Scottish Power Ltd |  | 29.5 | T5 | SHET | 29.5 | 29.5 | 29.5 | 29.5 | 29.5 | 29.5 | 29.5 | 29.5 | 29.5 | 29.5 | 29.5 | 29.5 | 29.5 | 29.5 | 29.5 | 29.5 | 29.5 | 29.5 | 29.5 | 29.5 | 29.5
Beinneun Wind Farm | Wind | Onshore Wind | Blue Energy | 2017 | 109 | T1 | SHET | 0 | 0 | 109 | 109 | 109 | 109 | 109 | 109 | 109 | 109 | 109 | 109 | 109 | 109 | 109 | 109 | 109 | 109 | 109 | 109 | 109
Ben Aketil | Wind | Onshore Wind | Ben Aketil Wind Farm Ltd |  | 28 | T1 | SHET | 28 | 28 | 28 | 28 | 28 | 28 | 28 | 28 | 28 | 28 | 28 | 28 | 28 | 28 | 28 | 28 | 28 | 28 | 28 | 28 | 28
Berry Burn | Wind | Onshore Wind | Statkraft |  | 67 | T1 | SHET | 67 | 67 | 67 | 67 | 67 | 67 | 67 | 67 | 67 | 67 | 67 | 67 | 67 | 67 | 67 | 67 | 67 | 67 | 67 | 67 | 67
Bhlaraidh Wind Farm | Wind | Onshore Wind | SSE Ltd | 2017 | 108 | T1 | SHET | 0 | 0 | 108 | 108 | 108 | 108 | 108 | 108 | 108 | 108 | 108 | 108 | 108 | 108 | 108 | 108 | 108 | 108 | 108 | 108 | 108
Blary Hill | Wind | Onshore Wind | RES UK & Ireland Ltd | 2020 | 35 | T3 | SHET | 0 | 0 | 0 | 0 | 0 | 35 | 35 | 35 | 35 | 35 | 35 | 35 | 35 | 35 | 35 | 35 | 35 | 35 | 35 | 35 | 35
Boulfruich | Wind | Onshore Wind | Boulfruich Wind Farm Ltd |  | 14 | T5 | SHET | 14 | 14 | 14 | 14 | 14 | 14 | 14 | 14 | 14 | 14 | 14 | 14 | 14 | 14 | 14 | 14 | 14 | 14 | 14 | 14 | 14
Boyndie | Wind | Onshore Wind | Boyndie Wind Energy Ltd |  | 21 | T1 | SHET | 21 | 21 | 21 | 21 | 21 | 21 | 21 | 21 | 21 | 21 | 21 | 21 | 21 | 21 | 21 | 21 | 21 | 21 | 21 | 21 | 21
Braemore Wood | Wind | Onshore Wind | EDF Energy Renewables | 2020 | 35 | T5 | SHET | 0 | 0 | 0 | 0 | 0 | 35 | 35 | 35 | 35 | 35 | 35 | 35 | 35 | 35 | 35 | 35 | 35 | 35 | 35 | 35 | 35
Braes of Doune | Wind | Onshore Wind | Centrica & Hermes GPE Infrastructure Fund |  | 74 | T4 | SHET | 74 | 74 | 74 | 74 | 74 | 74 | 74 | 74 | 74 | 74 | 74 | 74 | 74 | 74 | 74 | 74 | 74 | 74 | 74 | 74 | 74
Burn of Whilk | Wind | Onshore Wind | Eneco |  | 22.5 | T5 | SHET | 22.5 | 22.5 | 22.5 | 22.5 | 22.5 | 22.5 | 22.5 | 22.5 | 22.5 | 22.5 | 22.5 | 22.5 | 22.5 | 22.5 | 22.5 | 22.5 | 22.5 | 22.5 | 22.5 | 22.5 | 22.5
Cairn Duhie Wind | Wind | Onshore Wind | RES UK & Ireland Ltd | 2020 | 60 | T1 | SHET | 0 | 0 | 0 | 0 | 0 | 60 | 60 | 60 | 60 | 60 | 60 | 60 | 60 | 60 | 60 | 60 | 60 | 60 | 60 | 60 | 60
Cairn Uish | Wind | Onshore Wind | Rothes Wind Ltd |  | 51 | T1 | SHET | 51 | 51 | 51 | 51 | 51 | 51 | 51 | 51 | 51 | 51 | 51 | 51 | 51 | 51 | 51 | 51 | 51 | 51 | 51 | 51 | 51
Cairn Uish 2 | Wind | Onshore Wind | Rothes Wind Ltd |  | 41 | T1 | SHET | 41 | 41 | 41 | 41 | 41 | 41 | 41 | 41 | 41 | 41 | 41 | 41 | 41 | 41 | 41 | 41 | 41 | 41 | 41 | 41 | 41
Camster | Wind | Onshore Wind | E.ON Climate & Renewables UK Developments Ltd |  | 50 | T5 | SHET | 50 | 50 | 50 | 50 | 50 | 50 | 50 | 50 | 50 | 50 | 50 | 50 | 50 | 50 | 50 | 50 | 50 | 50 | 50 | 50 | 50
Carraig Gheal | Wind | Onshore Wind | Green Power |  | 46 | T3 | SHET | 46 | 46 | 46 | 46 | 46 | 46 | 46 | 46 | 46 | 46 | 46 | 46 | 46 | 46 | 46 | 46 | 46 | 46 | 46 | 46 | 46
Causeymire | Wind | Onshore Wind | Causeymire Wind Farm Limited |  | 48 | T5 | SHET | 48 | 48 | 48 | 48 | 48 | 48 | 48 | 48 | 48 | 48 | 48 | 48 | 48 | 48 | 48 | 48 | 48 | 48 | 48 | 48 | 48
Ceislein | Wind | Onshore Wind | Whirlwind Renewables Ltd | 2020 | 19.9 | T5 | SHET | 0 | 0 | 0 | 0 | 0 | 19.9 | 19.9 | 19.9 | 19.9 | 19.9 | 19.9 | 19.9 | 19.9 | 19.9 | 19.9 | 19.9 | 19.9 | 19.9 | 19.9 | 19.9 | 19.9
Clashindarroch | Wind | Onshore Wind | Vattenfall Ltd |  | 37 | T2 | SHET | 37 | 37 | 37 | 37 | 37 | 37 | 37 | 37 | 37 | 37 | 37 | 37 | 37 | 37 | 37 | 37 | 37 | 37 | 37 | 37 | 37
Clashindarroch 2 | Wind | Onshore Wind | Vattenfall Wind Power Ltd | 2023 | 54 | T2 | SHET | 0 | 0 | 0 | 0 | 0 | 0 | 0 | 0 | 54 | 54 | 54 | 54 | 54 | 54 | 54 | 54 | 54 | 54 | 54 | 54 | 54
Cnoc Morail | Wind | Onshore Wind | WPD Cnoc Morail Limited | 2020 | 18 | T5 | SHET | 0 | 0 | 0 | 0 | 0 | 18 | 18 | 18 | 18 | 18 | 18 | 18 | 18 | 18 | 18 | 18 | 18 | 18 | 18 | 18 | 18
Coire Na Cloiche | Wind | Onshore Wind | RockbySea Ltd | 2018 | 30 | T5 | SHET | 0 | 0 | 0 | 30 | 30 | 30 | 30 | 30 | 30 | 30 | 30 | 30 | 30 | 30 | 30 | 30 | 30 | 30 | 30 | 30 | 30
Corriegarth | Wind | Onshore Wind | North British Windpower Ltd |  | 69 | T1 | SHET | 69 | 69 | 69 | 69 | 69 | 69 | 69 | 69 | 69 | 69 | 69 | 69 | 69 | 69 | 69 | 69 | 69 | 69 | 69 | 69 | 69
Corriemollie | Wind | Onshore Wind | E.ON UK plc | 2016 | 48 | T1 | SHET | 0 | 48 | 48 | 48 | 48 | 48 | 48 | 48 | 48 | 48 | 48 | 48 | 48 | 48 | 48 | 48 | 48 | 48 | 48 | 48 | 48
Cour | Wind | Onshore Wind | SSE Ltd | 2016 | 21 | T3 | SHET | 0 | 21 | 21 | 21 | 21 | 21 | 21 | 21 | 21 | 21 | 21 | 21 | 21 | 21 | 21 | 21 | 21 | 21 | 21 | 21 | 21
Creag Riabhach | Wind | Onshore Wind | Creag Riabhach Wind Farm Ltd | 2020 | 73 | T5 | SHET | 0 | 0 | 0 | 0 | 0 | 73 | 73 | 73 | 73 | 73 | 73 | 73 | 73 | 73 | 73 | 73 | 73 | 73 | 73 | 73 | 73
Crossburns | Wind | Onshore Wind | West Coast Energy | 2019 | 99 | T4 | SHET | 0 | 0 | 0 | 0 | 99 | 99 | 99 | 99 | 99 | 99 | 99 | 99 | 99 | 99 | 99 | 99 | 99 | 99 | 99 | 99 | 99
Cruach Mhor | Wind | Onshore Wind | Scottish Power Ltd |  | 29 | S7 | SHET | 29 | 29 | 29 | 29 | 29 | 29 | 29 | 29 | 29 | 29 | 29 | 29 | 29 | 29 | 29 | 29 | 29 | 29 | 29 | 29 | 29
Dell | Wind | Onshore Wind | Falck Renewables Wind Limited | 2018 | 42 | T1 | SHET | 0 | 0 | 0 | 42 | 42 | 42 | 42 | 42 | 42 | 42 | 42 | 42 | 42 | 42 | 42 | 42 | 42 | 42 | 42 | 42 | 42
Deucheran Hill | Wind | Onshore Wind | E.ON UK plc |  | 15 | T3 | SHET | 15 | 15 | 15 | 15 | 15 | 15 | 15 | 15 | 15 | 15 | 15 | 15 | 15 | 15 | 15 | 15 | 15 | 15 | 15 | 15 | 15
Dorenell | Wind | Onshore Wind | Infinergy Ltd | 2018 | 220 | T1 | SHET | 0 | 0 | 0 | 220 | 220 | 220 | 220 | 220 | 220 | 220 | 220 | 220 | 220 | 220 | 220 | 220 | 220 | 220 | 220 | 220 | 220
Druim Leathann | Wind | Onshore Wind | Druim Leathann Windfarm Ltd | 2019 | 39 | T1 | SHET | 0 | 0 | 0 | 0 | 39 | 39 | 39 | 39 | 39 | 39 | 39 | 39 | 39 | 39 | 39 | 39 | 39 | 39 | 39 | 39 | 39
Drumderg | Wind | Onshore Wind | SSE Ltd |  | 37 | T4 | SHET | 37 | 37 | 37 | 37 | 37 | 37 | 37 | 37 | 37 | 37 | 37 | 37 | 37 | 37 | 37 | 37 | 37 | 37 | 37 | 37 | 37
Dummuies | Wind | Onshore Wind | Dummuies Wind Farm Huntly Ltd |  | 12 | T1 | SHET | 12 | 12 | 12 | 12 | 12 | 12 | 12 | 12 | 12 | 12 | 12 | 12 | 12 | 12 | 12 | 12 | 12 | 12 | 12 | 12 | 12
Dunmaglass | Wind | Onshore Wind | SSE Ltd |  | 94 | T1 | SHET | 94 | 94 | 94 | 94 | 94 | 94 | 94 | 94 | 94 | 94 | 94 | 94 | 94 | 94 | 94 | 94 | 94 | 94 | 94 | 94 | 94
Edinbane | Wind | Onshore Wind | Vattenfall Ltd |  | 41 | T1 | SHET | 41 | 41 | 41 | 41 | 41 | 41 | 41 | 41 | 41 | 41 | 41 | 41 | 41 | 41 | 41 | 41 | 41 | 41 | 41 | 41 | 41
Edintore Wind Farm | Wind | Onshore Wind | Scottish Hydro Electric Power Distribution plc | 2016 | 21 | T1 | SHET | 0 | 21 | 21 | 21 | 21 | 21 | 21 | 21 | 21 | 21 | 21 | 21 | 21 | 21 | 21 | 21 | 21 | 21 | 21 | 21 | 21
Elchies | Wind | Onshore Wind | Fred Olsen Renewables | 2023 | 99 | T1 | SHET | 0 | 0 | 0 | 0 | 0 | 0 | 0 | 0 | 99 | 99 | 99 | 99 | 99 | 99 | 99 | 99 | 99 | 99 | 99 | 99 | 99
Fairburn Wind Farm | Wind | Onshore Wind | Scottish Hydro Electric Power Distribution plc |  | 40 | T1 | SHET | 40 | 40 | 40 | 40 | 40 | 40 | 40 | 40 | 40 | 40 | 40 | 40 | 40 | 40 | 40 | 40 | 40 | 40 | 40 | 40 | 40
Farr | Wind | Onshore Wind | Farr Wind Farm Limited |  | 92 | T1 | SHET | 92 | 92 | 92 | 92 | 92 | 92 | 92 | 92 | 92 | 92 | 92 | 92 | 92 | 92 | 92 | 92 | 92 | 92 | 92 | 92 | 92
Fetteresso | Wind | Onshore Wind | Fetteresso Wind Limited | 2018 | 34 | T2 | SHET | 0 | 0 | 0 | 34 | 34 | 34 | 34 | 34 | 34 | 34 | 34 | 34 | 34 | 34 | 34 | 34 | 34 | 34 | 34 | 34 | 34
Freasdail | Wind | Onshore Wind | RES UK & Ireland Ltd | 2017 | 28 | T3 | SHET | 0 | 0 | 28 | 28 | 28 | 28 | 28 | 28 | 28 | 28 | 28 | 28 | 28 | 28 | 28 | 28 | 28 | 28 | 28 | 28 | 28
Glen Kyllachy | Wind | Onshore Wind | RWE Npower | 2018 | 50 | T1 | SHET | 0 | 0 | 0 | 50 | 50 | 50 | 50 | 50 | 50 | 50 | 50 | 50 | 50 | 50 | 50 | 50 | 50 | 50 | 50 | 50 | 50
Glen Ullinish | Wind | Onshore Wind | Kilmac Energy | 2021 | 42 | T1 | SHET | 0 | 0 | 0 | 0 | 0 | 0 | 42 | 42 | 42 | 42 | 42 | 42 | 42 | 42 | 42 | 42 | 42 | 42 | 42 | 42 | 42
Glencassley | Wind | Onshore Wind | Scottish Hydro Electric Power Distribution plc | 2020 | 65 | T5 | SHET | 0 | 0 | 0 | 0 | 0 | 65 | 65 | 65 | 65 | 65 | 65 | 65 | 65 | 65 | 65 | 65 | 65 | 65 | 65 | 65 | 65
Glenmorie | Wind | Onshore Wind | Wind Energy Ltd | 2020 | 114 | T5 | SHET | 0 | 0 | 0 | 0 | 0 | 114 | 114 | 114 | 114 | 114 | 114 | 114 | 114 | 114 | 114 | 114 | 114 | 114 | 114 | 114 | 114
Glens of Foudland | Wind | Onshore Wind | Glens of Foudland Wind Farm Ltd |  | 13 | T1 | SHET | 13 | 13 | 13 | 13 | 13 | 13 | 13 | 13 | 13 | 13 | 13 | 13 | 13 | 13 | 13 | 13 | 13 | 13 | 13 | 13 | 13
Glens of Foudland | Wind | Onshore Wind | Glens of Foudland Wind Farm Ltd |  | 13 | T1 | SHET | 13 | 13 | 13 | 13 | 13 | 13 | 13 | 13 | 13 | 13 | 13 | 13 | 13 | 13 | 13 | 13 | 13 | 13 | 13 | 13 | 13
Gordonbush | Wind | Onshore Wind | SSE Ltd |  | 70 | T5 | SHET | 70 | 70 | 70 | 70 | 70 | 70 | 70 | 70 | 70 | 70 | 70 | 70 | 70 | 70 | 70 | 70 | 70 | 70 | 70 | 70 | 70
Gordonbush Extension | Wind | Onshore Wind | SSE Generation Ltd | 2020 | 38 | T5 | SHET | 0 | 0 | 0 | 0 | 0 | 38 | 38 | 38 | 38 | 38 | 38 | 38 | 38 | 38 | 38 | 38 | 38 | 38 | 38 | 38 | 38
Gordonstown Hill | Wind | Onshore Wind | Gordonstown Hill Wind Farm |  | 12.5 | T2 | SHET | 12.5 | 12.5 | 12.5 | 12.5 | 12.5 | 12.5 | 12.5 | 12.5 | 12.5 | 12.5 | 12.5 | 12.5 | 12.5 | 12.5 | 12.5 | 12.5 | 12.5 | 12.5 | 12.5 | 12.5 | 12.5
Green Burn Wind | Wind | Onshore Wind | ABO Wind | 2020 | 26 | T4 | SHET | 0 | 0 | 0 | 0 | 0 | 26 | 26 | 26 | 26 | 26 | 26 | 26 | 26 | 26 | 26 | 26 | 26 | 26 | 26 | 26 | 26
Griffin - Stage One | Wind | Onshore Wind | SSE Ltd |  | 188 | T4 | SHET | 188 | 188 | 188 | 188 | 188 | 188 | 188 | 188 | 188 | 188 | 188 | 188 | 188 | 188 | 188 | 188 | 188 | 188 | 188 | 188 | 188
Halsary | Wind | Onshore Wind | Scottish Power Ltd | 2019 | 28.5 | T5 | SHET | 0 | 0 | 0 | 0 | 28.5 | 28.5 | 28.5 | 28.5 | 28.5 | 28.5 | 28.5 | 28.5 | 28.5 | 28.5 | 28.5 | 28.5 | 28.5 | 28.5 | 28.5 | 28.5 | 28.5
Hill of Glaschyle | Wind | Onshore Wind | Muirden Energy LLP | 2018 | 28 | T1 | SHET | 0 | 0 | 0 | 28 | 28 | 28 | 28 | 28 | 28 | 28 | 28 | 28 | 28 | 28 | 28 | 28 | 28 | 28 | 28 | 28 | 28
Hill of Towie | Wind | Onshore Wind | Hill of Towie Ltd |  | 48 | T1 | SHET | 48 | 48 | 48 | 48 | 48 | 48 | 48 | 48 | 48 | 48 | 48 | 48 | 48 | 48 | 48 | 48 | 48 | 48 | 48 | 48 | 48
Hywind | Wind | Onshore Wind | Statoil & Statkraft | 2023 | 30 | T2 | SHET | 0 | 0 | 0 | 0 | 0 | 0 | 0 | 0 | 30 | 30 | 30 | 30 | 30 | 30 | 30 | 30 | 30 | 30 | 30 | 30 | 30
Kilbruar | Wind | Onshore Wind |  |  | 67 | T5 | SHET | 67 | 67 | 67 | 67 | 67 | 67 | 67 | 67 | 67 | 67 | 67 | 67 | 67 | 67 | 67 | 67 | 67 | 67 | 67 | 67 | 67
Kildrummy | Wind | Onshore Wind | Kildrummy Wind Farm Ltd |  | 18 | T2 | SHET | 18 | 18 | 18 | 18 | 18 | 18 | 18 | 18 | 18 | 18 | 18 | 18 | 18 | 18 | 18 | 18 | 18 | 18 | 18 | 18 | 18
Lairg - Achany | Wind | Onshore Wind | SSE Generation Ltd |  | 38 | T5 | SHET | 38 | 38 | 38 | 38 | 38 | 38 | 38 | 38 | 38 | 38 | 38 | 38 | 38 | 38 | 38 | 38 | 38 | 38 | 38 | 38 | 38
Limekilns | Wind | Onshore Wind | Infinergy Ltd | 2020 | 90 | T5 | SHET | 0 | 0 | 0 | 0 | 0 | 90 | 90 | 90 | 90 | 90 | 90 | 90 | 90 | 90 | 90 | 90 | 90 | 90 | 90 | 90 | 90
Lochluichart | Wind | Onshore Wind | LZN Ltd |  | 69 | T1 | SHET | 69 | 69 | 69 | 69 | 69 | 69 | 69 | 69 | 69 | 69 | 69 | 69 | 69 | 69 | 69 | 69 | 69 | 69 | 69 | 69 | 69
Mid Hill | Wind | Onshore Wind | Fred Olsen Renewables |  | 75 | T2 | SHET | 75 | 75 | 75 | 75 | 75 | 75 | 75 | 75 | 75 | 75 | 75 | 75 | 75 | 75 | 75 | 75 | 75 | 75 | 75 | 75 | 75
Millennium | Wind | Onshore Wind | Millennium Wind Energy Ltd |  | 65 | T1 | SHET | 65 | 65 | 65 | 65 | 65 | 65 | 65 | 65 | 65 | 65 | 65 | 65 | 65 | 65 | 65 | 65 | 65 | 65 | 65 | 65 | 65
Millennium South | Wind | Onshore Wind | Falck Renewables Wind Ltd | 2016 | 25 | T1 | SHET | 0 | 25 | 25 | 25 | 25 | 25 | 25 | 25 | 25 | 25 | 25 | 25 | 25 | 25 | 25 | 25 | 25 | 25 | 25 | 25 | 25
Moriston | Wind | Onshore Wind | E.ON Climate & Renewables UK Developments Ltd | 2021 | 63 | T1 | SHET | 0 | 0 | 0 | 0 | 0 | 0 | 63 | 63 | 63 | 63 | 63 | 63 | 63 | 63 | 63 | 63 | 63 | 63 | 63 | 63 | 63
Moy | Wind | Onshore Wind | Eneco Wind UK Ltd |  | 60 | T1 | SHET | 60 | 60 | 60 | 60 | 60 | 60 | 60 | 60 | 60 | 60 | 60 | 60 | 60 | 60 | 60 | 60 | 60 | 60 | 60 | 60 | 60
Muaithebheal | Wind | Onshore Wind | Uisenis Power Ltd | 2019 | 150 | T1 | SHET | 0 | 0 | 0 | 0 | 150 | 150 | 150 | 150 | 150 | 150 | 150 | 150 | 150 | 150 | 150 | 150 | 150 | 150 | 150 | 150 | 150
Musdale | Wind | Onshore Wind | Infinis | 2021 | 64 | T3 | SHET | 0 | 0 | 0 | 0 | 0 | 0 | 64 | 64 | 64 | 64 | 64 | 64 | 64 | 64 | 64 | 64 | 64 | 64 | 64 | 64 | 64
Novar | Wind | Onshore Wind | RWE Npower Ltd |  | 18.5 | T5 | SHET | 18.5 | 18.5 | 18.5 | 18.5 | 18.5 | 18.5 | 18.5 | 18.5 | 18.5 | 18.5 | 18.5 | 18.5 | 18.5 | 18.5 | 18.5 | 18.5 | 18.5 | 18.5 | 18.5 | 18.5 | 18.5
Novar 2 | Wind | Onshore Wind | Novar 2 Wind Farm Ltd |  | 32 | T5 | SHET | 32 | 32 | 32 | 32 | 32 | 32 | 32 | 32 | 32 | 32 | 32 | 32 | 32 | 32 | 32 | 32 | 32 | 32 | 32 | 32 | 32
Paul's Hill | Wind | Onshore Wind | Pauls Hill Wind Ltd |  | 70 | T2 | SHET | 70 | 70 | 70 | 70 | 70 | 70 | 70 | 70 | 70 | 70 | 70 | 70 | 70 | 70 | 70 | 70 | 70 | 70 | 70 | 70 | 70
Paul's Hill II | Wind | Onshore Wind | Pauls Hill Wind Ltd | 2020 | 15.5 | T2 | SHET | 0 | 0 | 0 | 0 | 0 | 15.5 | 15.5 | 15.5 | 15.5 | 15.5 | 15.5 | 15.5 | 15.5 | 15.5 | 15.5 | 15.5 | 15.5 | 15.5 | 15.5 | 15.5 | 15.5
Pentland Road | Wind | Onshore Wind | Pentland Road Windfarm Ltd |  | 18 | T1 | SHET | 18 | 18 | 18 | 18 | 18 | 18 | 18 | 18 | 18 | 18 | 18 | 18 | 18 | 18 | 18 | 18 | 18 | 18 | 18 | 18 | 18
Rosehall | Wind | Onshore Wind | E.ON UK plc |  | 25 | T5 | SHET | 25 | 25 | 25 | 25 | 25 | 25 | 25 | 25 | 25 | 25 | 25 | 25 | 25 | 25 | 25 | 25 | 25 | 25 | 25 | 25 | 25
Rothes III | Wind | Onshore Wind | Fred Olsen Renewables | 2019 | 23 | T1 | SHET | 0 | 0 | 0 | 0 | 23 | 23 | 23 | 23 | 23 | 23 | 23 | 23 | 23 | 23 | 23 | 23 | 23 | 23 | 23 | 23 | 23
Rothmaise | Wind | Onshore Wind | WPD Rothmaise Limited | 2020 | 12 | T2 | SHET | 0 | 0 | 0 | 0 | 0 | 12 | 12 | 12 | 12 | 12 | 12 | 12 | 12 | 12 | 12 | 12 | 12 | 12 | 12 | 12 | 12
Sallachy | Wind | Onshore Wind | WKN Ltd | 2018 | 66 | T5 | SHET | 0 | 0 | 0 | 66 | 66 | 66 | 66 | 66 | 66 | 66 | 66 | 66 | 66 | 66 | 66 | 66 | 66 | 66 | 66 | 66 | 66
Spittal Hill | Wind | Onshore Wind | Spittal Hill Wind Farm Ltd | 2019 | 21 | T5 | SHET | 0 | 0 | 0 | 0 | 21 | 21 | 21 | 21 | 21 | 21 | 21 | 21 | 21 | 21 | 21 | 21 | 21 | 21 | 21 | 21 | 21
Stornoway Wind Stage 1 | Wind | Onshore Wind | Lewis Wind Power Limited | 2019 | 39 | T1 | SHET | 0 | 0 | 0 | 0 | 39 | 39 | 39 | 39 | 39 | 39 | 39 | 39 | 39 | 39 | 39 | 39 | 39 | 39 | 39 | 39 | 39
Stornoway Wind Stage 2 | Wind | Onshore Wind | Lewis Wind Power Limited | 2021 | 91 | T1 | SHET | 0 | 0 | 0 | 0 | 0 | 0 | 91 | 91 | 91 | 91 | 91 | 91 | 91 | 91 | 91 | 91 | 91 | 91 | 91 | 91 | 91
Strathy North & South | Wind | Onshore Wind | SSE Ltd | 2016 | 200 | T5 | SHET | 68 | 200 | 200 | 200 | 200 | 200 | 200 | 200 | 200 | 200 | 200 | 200 | 200 | 200 | 200 | 200 | 200 | 200 | 200 | 200 | 200
Strathy Wood | Wind | Onshore Wind | E.ON Climate & Renewables UK Developments Ltd | 2020 | 84 | T5 | SHET | 0 | 0 | 0 | 0 | 0 | 84 | 84 | 84 | 84 | 84 | 84 | 84 | 84 | 84 | 84 | 84 | 84 | 84 | 84 | 84 | 84
Stronelairg | Wind | Onshore Wind | SSE Ltd | 2017 | 228 | T1 | SHET | 0 | 0 | 228 | 228 | 228 | 228 | 228 | 228 | 228 | 228 | 228 | 228 | 228 | 228 | 228 | 228 | 228 | 228 | 228 | 228 | 228
Stroupster | Wind | Onshore Wind | Stroupster Wind Farm Ltd |  | 32 | T5 | SHET | 32 | 32 | 32 | 32 | 32 | 32 | 32 | 32 | 32 | 32 | 32 | 32 | 32 | 32 | 32 | 32 | 32 | 32 | 32 | 32 | 32
Tangy | Wind | Onshore Wind | SSE Ltd |  | 19 | T3 | SHET | 19 | 19 | 19 | 19 | 19 | 19 | 19 | 19 | 19 | 19 | 19 | 19 | 19 | 19 | 19 | 19 | 19 | 19 | 19 | 19 | 19
Tangy III | Wind | Onshore Wind | SSE Renewables Ltd | 2020 | 39 | T3 | SHET | 0 | 0 | 0 | 0 | 0 | 39 | 39 | 39 | 39 | 39 | 39 | 39 | 39 | 39 | 39 | 39 | 39 | 39 | 39 | 39 | 39
Tom Nan Clach | Wind | Onshore Wind | Infinergy Ltd | 2018 | 75 | T1 | SHET | 0 | 0 | 0 | 75 | 75 | 75 | 75 | 75 | 75 | 75 | 75 | 75 | 75 | 75 | 75 | 75 | 75 | 75 | 75 | 75 | 75
Tullo | Wind | Onshore Wind | Eneco Wind UK Ltd |  | 17 | T2 | SHET | 17 | 17 | 17 | 17 | 17 | 17 | 17 | 17 | 17 | 17 | 17 | 17 | 17 | 17 | 17 | 17 | 17 | 17 | 17 | 17 | 17
Tullo 2 | Wind | Onshore Wind | Eneco Wind UK Ltd |  | 25 | T2 | SHET | 25 | 25 | 25 | 25 | 25 | 25 | 25 | 25 | 25 | 25 | 25 | 25 | 25 | 25 | 25 | 25 | 25 | 25 | 25 | 25 | 25
Tullymurdoch | Wind | Onshore Wind | Element Power Limited | 2016 | 18 | T4 | SHET | 0 | 18 | 18 | 18 | 18 | 18 | 18 | 18 | 18 | 18 | 18 | 18 | 18 | 18 | 18 | 18 | 18 | 18 | 18 | 18 | 18
Viking | Wind | Onshore Wind | Viking Energy Ltd | 2021 | 412 | K4 | SHET | 0 | 0 | 0 | 0 | 0 | 0 | 412 | 412 | 412 | 412 | 412 | 412 | 412 | 412 | 412 | 412 | 412 | 412 | 412 | 412 | 412
Wathegar 2 | Wind | Onshore Wind | Scottish Hydro Electric Power Distribution plc | 2018 | 22 | T5 | SHET | 0 | 0 | 0 | 22 | 22 | 22 | 22 | 22 | 22 | 22 | 22 | 22 | 22 | 22 | 22 | 22 | 22 | 22 | 22 | 22 | 22
Coire Glas | Pumped_Storage | Pumped_Storage | SSE Ltd | 2022 | 612 | T1 | SHET | 0 | 0 | 0 | 0 | 0 | 0 | 0 | 612 | 612 | 612 | 612 | 612 | 612 | 612 | 612 | 612 | 612 | 612 | 612 | 612 | 612
Foyers | Pumped_Storage | Pumped_Storage | SSE Ltd |  | 300 | T1 | SHET | 300 | 300 | 300 | 300 | 300 | 300 | 300 | 300 | 300 | 300 | 300 | 300 | 300 | 300 | 300 | 300 | 300 | 300 | 300 | 300 | 300
Cantick Head | Marine | Tidal | SSE Renewables | 2019 | 160 | T2 | SHET | 0 | 0 | 0 | 0 | 30 | 95 | 160 | 160 | 160 | 160 | 160 | 160 | 160 | 160 | 160 | 160 | 160 | 160 | 160 | 160 | 160
Islay Marine | Marine | Tidal |  |  | 30 | T3 | SHET | 30 | 30 | 30 | 30 | 30 | 30 | 30 | 30 | 30 | 30 | 30 | 30 | 30 | 30 | 30 | 30 | 30 | 30 | 30 | 30 | 30
Lag Na Greine | Marine | Tidal | Lewis Wind Power Ltd | 2019 | 40 | T1 | SHET | 0 | 0 | 0 | 0 | 10 | 20 | 40 | 40 | 40 | 40 | 40 | 40 | 40 | 40 | 40 | 40 | 40 | 40 | 40 | 40 | 40
Meygen | Marine | Tidal | MeyGen Ltd | 2018 | 237 | T5 | SHET | 0 | 0 | 0 | 15 | 71 | 154 | 237 | 237 | 237 | 237 | 237 | 237 | 237 | 237 | 237 | 237 | 237 | 237 | 237 | 237 | 237
Ness of Quoys | Marine | Tidal | Atlantis Resource Corporation |  | 14.9 | T5 | SHET | 14.9 | 14.9 | 14.9 | 14.9 | 14.9 | 14.9 | 14.9 | 14.9 | 14.9 | 14.9 | 14.9 | 14.9 | 14.9 | 14.9 | 14.9 | 14.9 | 14.9 | 14.9 | 14.9 | 14.9 | 14.9
Sound of Islay | Marine | Tidal | Scottish Power Ltd | 2017 | 10 | T3 | SHET | 0 | 0 | 10 | 10 | 10 | 10 | 10 | 10 | 10 | 10 | 10 | 10 | 10 | 10 | 10 | 10 | 10 | 10 | 10 | 10 | 10
Westray South | Marine | Tidal | SSE Renewables Developments (UK) Ltd | 2021 | 150 | T2 | SHET | 0 | 0 | 0 | 0 | 0 | 0 | 60 | 60 | 100 | 150 | 150 | 150 | 150 | 150 | 150 | 150 | 150 | 150 | 150 | 150 | 150
Caledonian Paper | Biomass | Biomass | UPM-KYMMENE (UK) Ltd |  | 20 | S2 | SPTL | 20 | 20 | 20 | 20 | 20 | 20 | 20 | 20 | 20 | 20 | 20 | 20 | 20 | 20 | 20 | 20 | 20 | 20 | 20 | 20 | 20
Markinch Biomass CHP Plant | Biomass | Biomass | RWE Npower Ltd |  | 55 | S5 | SPTL | 55 | 55 | 55 | 55 | 55 | 55 | 55 | 55 | 55 | 55 | 55 | 55 | 55 | 55 | 55 | 55 | 55 | 55 | 55 | 55 | 55
Steven's Croft | Biomass | Biomass | E.ON UK plc |  | 45 | S1 | SPTL | 45 | 45 | 45 | 45 | 45 | 45 | 45 | 45 | 45 | 45 | 45 | 45 | 45 | 45 | 45 | 45 | 45 | 45 | 45 | 45 | 45
BP Grangemouth | Gas | CHP | Grangemouth CHP Limited |  | 120 | S1 | SPTL | 120 | 120 | 120 | 120 | 120 | 120 | 120 | 120 | 120 | 120 | 120 | 120 | 120 | 120 | 120 | 120 | 120 | 120 | 120 | 120 | 120
Exxon Mossmoran | Gas | CHP | Exxon Mobil |  | 16 | S5 | SPTL | 16 | 16 | 16 | 16 | 16 | 16 | 16 | 16 | 16 | 16 | 16 | 16 | 16 | 16 | 16 | 16 | 16 | 16 | 16 | 16 | 16
Longannet | Coal | Coal | Scottish Power Ltd |  | 2260 | S5 | SPTL | 2260 | 2260 | 2260 | 2260 | 2260 | 2260 | 2260 | 2260 | 2260 | 2260 | 2260 | 2260 | 2260 | 2260 | 2260 | 2260 | 2260 | 2260 | 2260 | 2260 | 2260
Tongland | Hydro | Hydro | Scottish Power Ltd |  | 33 | S1 | SPTL | 33 | 33 | 33 | 33 | 33 | 33 | 33 | 33 | 33 | 33 | 33 | 33 | 33 | 33 | 33 | 33 | 33 | 33 | 33 | 33 | 33
Moyle | Interconnector | Interconnector_Exist | Moyle |  | 500 | S9 | SPTL | 250 | 250 | 500 | 500 | 500 | 500 | 500 | 500 | 500 | 500 | 500 | 500 | 500 | 500 | 500 | 500 | 500 | 500 | 500 | 500 | 500
Hunterston | Nuclear | Nuclear_AGR | EDF |  | 947 | S2 | SPTL | 947 | 947 | 947 | 947 | 947 | 947 | 947 | 947 | 947 | 947 | 947 | 947 | 947 | 947 | 947 | 947 | 947 | 947 | 947 | 947 | 947
Torness | Nuclear | Nuclear_AGR | EDF |  | 1216 | S1 | SPTL | 1216 | 1216 | 1216 | 1216 | 1216 | 1216 | 1216 | 1216 | 1216 | 1216 | 1216 | 1216 | 1216 | 1216 | 1216 | 1216 | 1216 | 1216 | 1216 | 1216 | 1216
Firth of Forth SPTL | Wind | Offshore_Wind 3 | Seagreen Wind Energy Limited | 2021 | 2615 | S1 | SPTL | 0 | 0 | 0 | 0 | 0 | 0 | 1825 | 1825 | 2615 | 2615 | 2615 | 2615 | 2615 | 2615 | 2615 | 2615 | 2615 | 2615 | 2615 | 2615 | 2615
Inch Cape | Wind | Offshore_Wind STW | Repsol & EDP Renewables | 2018 | 600 | S1 | SPTL | 0 | 0 | 0 | 130 | 330 | 600 | 600 | 600 | 600 | 600 | 600 | 600 | 600 | 600 | 600 | 600 | 600 | 600 | 600 | 600 | 600
Neart na Gaoithe | Wind | Offshore_Wind STW | Mainstream | 2018 | 450 | S1 | SPTL | 0 | 0 | 0 | 450 | 450 | 450 | 450 | 450 | 450 | 450 | 450 | 450 | 450 | 450 | 450 | 450 | 450 | 450 | 450 | 450 | 450
Afton | Wind | Onshore Wind | E.ON Climate & Renewables UK Developments Ltd | 2017 | 68 | S1 | SPTL | 0 | 0 | 68 | 68 | 68 | 68 | 68 | 68 | 68 | 68 | 68 | 68 | 68 | 68 | 68 | 68 | 68 | 68 | 68 | 68 | 68
Aikengall | Wind | Onshore Wind | Community Wind Power Ltd |  | 48 | S1 | SPTL | 48 | 48 | 48 | 48 | 48 | 48 | 48 | 48 | 48 | 48 | 48 | 48 | 48 | 48 | 48 | 48 | 48 | 48 | 48 | 48 | 48
Aikengall 2 | Wind | Onshore Wind | Community Wind Power Ltd | 2016 | 140 | S1 | SPTL | 0 | 140 | 140 | 140 | 140 | 140 | 140 | 140 | 140 | 140 | 140 | 140 | 140 | 140 | 140 | 140 | 140 | 140 | 140 | 140 | 140
Airies | Wind | Onshore Wind | Airies WindFarm Limited | 2016 | 35 | S1 | SPTL | 0 | 35 | 35 | 35 | 35 | 35 | 35 | 35 | 35 | 35 | 35 | 35 | 35 | 35 | 35 | 35 | 35 | 35 | 35 | 35 | 35
Andershaw | Wind | Onshore Wind | Andershaw Wind Power Limited |  | 35 | S1 | SPTL | 35 | 35 | 35 | 35 | 35 | 35 | 35 | 35 | 35 | 35 | 35 | 35 | 35 | 35 | 35 | 35 | 35 | 35 | 35 | 35 | 35
Annabagliesh | Wind | Onshore Wind | RES UK & Ireland Ltd | 2017 | 35 | S1 | SPTL | 0 | 0 | 35 | 35 | 35 | 35 | 35 | 35 | 35 | 35 | 35 | 35 | 35 | 35 | 35 | 35 | 35 | 35 | 35 | 35 | 35
Arecleoch | Wind | Onshore Wind | Scottish Power Ltd |  | 114 | S1 | SPTL | 114 | 114 | 114 | 114 | 114 | 114 | 114 | 114 | 114 | 114 | 114 | 114 | 114 | 114 | 114 | 114 | 114 | 114 | 114 | 114 | 114
Assel Valley | Wind | Onshore Wind | Falck Renewables Wind Ltd | 2016 | 30 | S1 | SPTL | 0 | 30 | 30 | 30 | 30 | 30 | 30 | 30 | 30 | 30 | 30 | 30 | 30 | 30 | 30 | 30 | 30 | 30 | 30 | 30 | 30
Auchrobert | Wind | Onshore Wind | Falck Renewables Wind Ltd | 2016 | 36 | S1 | SPTL | 0 | 36 | 36 | 36 | 36 | 36 | 36 | 36 | 36 | 36 | 36 | 36 | 36 | 36 | 36 | 36 | 36 | 36 | 36 | 36 | 36
Benbrack & Quantans Hill | Wind | Onshore Wind | E.ON Climate & Renewables UK Developments Ltd | 2018 | 72 | S1 | SPTL | 0 | 0 | 0 | 72 | 72 | 72 | 72 | 72 | 72 | 72 | 72 | 72 | 72 | 72 | 72 | 72 | 72 | 72 | 72 | 72 | 72
Birneyknowe | Wind | Onshore Wind | Banks Renewables Ltd | 2021 | 60 | S1 | SPTL | 0 | 0 | 0 | 0 | 0 | 0 | 60 | 60 | 60 | 60 | 60 | 60 | 60 | 60 | 60 | 60 | 60 | 60 | 60 | 60 | 60
Black Law | Wind | Onshore Wind | Scottish Power Ltd |  | 118 | S1 | SPTL | 118 | 118 | 118 | 118 | 118 | 118 | 118 | 118 | 118 | 118 | 118 | 118 | 118 | 118 | 118 | 118 | 118 | 118 | 118 | 118 | 118
Blackcraig | Wind | Onshore Wind | SSE Ltd | 2017 | 58 | S7 | SPTL | 0 | 0 | 58 | 58 | 58 | 58 | 58 | 58 | 58 | 58 | 58 | 58 | 58 | 58 | 58 | 58 | 58 | 58 | 58 | 58 | 58
Blacklaw Extension | Wind | Onshore Wind | Scottish Power Ltd |  | 69 | S1 | SPTL | 69 | 69 | 69 | 69 | 69 | 69 | 69 | 69 | 69 | 69 | 69 | 69 | 69 | 69 | 69 | 69 | 69 | 69 | 69 | 69 | 69
Bowbeat | Wind | Onshore Wind | E.ON UK plc |  | 33 | S1 | SPTL | 33 | 33 | 33 | 33 | 33 | 33 | 33 | 33 | 33 | 33 | 33 | 33 | 33 | 33 | 33 | 33 | 33 | 33 | 33 | 33 | 33
Brockloch Rig | Wind | Onshore Wind | Fred Olsen Renewables | 2016 | 75 | S1 | SPTL | 0 | 75 | 75 | 75 | 75 | 75 | 75 | 75 | 75 | 75 | 75 | 75 | 75 | 75 | 75 | 75 | 75 | 75 | 75 | 75 | 75
Calderwater | Wind | Onshore Wind | Community Windpower Ltd |  | 33 | S4 | SPTL | 33 | 33 | 33 | 33 | 33 | 33 | 33 | 33 | 33 | 33 | 33 | 33 | 33 | 33 | 33 | 33 | 33 | 33 | 33 | 33 | 33
Clyde North | Wind | Onshore Wind | Clyde Wind Farm (Scotland) Ltd |  | 375 | S7 | SPTL | 375 | 375 | 375 | 375 | 375 | 375 | 375 | 375 | 375 | 375 | 375 | 375 | 375 | 375 | 375 | 375 | 375 | 375 | 375 | 375 | 375
Clyde South | Wind | Onshore Wind | Clyde Wind Farm (Scotland) Ltd |  | 129 | S7 | SPTL | 129 | 129 | 129 | 129 | 129 | 129 | 129 | 129 | 129 | 129 | 129 | 129 | 129 | 129 | 129 | 129 | 129 | 129 | 129 | 129 | 129
Crystal Rig | Wind | Onshore Wind | Crystal Rig Windfarm Ltd |  | 62 | S1 | SPTL | 62 | 62 | 62 | 62 | 62 | 62 | 62 | 62 | 62 | 62 | 62 | 62 | 62 | 62 | 62 | 62 | 62 | 62 | 62 | 62 | 62
Crystal Rig Extension | Wind | Onshore Wind | Crystal Rig Limited |  | 200 | S1 | SPTL | 138 | 200 | 200 | 200 | 200 | 200 | 200 | 200 | 200 | 200 | 200 | 200 | 200 | 200 | 200 | 200 | 200 | 200 | 200 | 200 | 200
Cumberhead | Wind | Onshore Wind | Falck Renewables Wind Ltd | 2019 | 50 | S1 | SPTL | 0 | 0 | 0 | 0 | 50 | 50 | 50 | 50 | 50 | 50 | 50 | 50 | 50 | 50 | 50 | 50 | 50 | 50 | 50 | 50 | 50
Dalswinton | Wind | Onshore Wind | Dalswinton Wind Farm (Scotland) Ltd |  | 30 | S1 | SPTL | 30 | 30 | 30 | 30 | 30 | 30 | 30 | 30 | 30 | 30 | 30 | 30 | 30 | 30 | 30 | 30 | 30 | 30 | 30 | 30 | 30
Dersalloch | Wind | Onshore Wind | Scottish Power Ltd | 2016 | 69 | S1 | SPTL | 0 | 69 | 69 | 69 | 69 | 69 | 69 | 69 | 69 | 69 | 69 | 69 | 69 | 69 | 69 | 69 | 69 | 69 | 69 | 69 | 69
Douglas West | Wind | Onshore Wind | 3R Energy Solutions | 2021 | 45 | 0 | SPTL | 0 | 0 | 0 | 0 | 0 | 0 | 45 | 45 | 45 | 45 | 45 | 45 | 45 | 45 | 45 | 45 | 45 | 45 | 45 | 45 | 45
Dunlaw Extension | Wind | Onshore Wind | Scottish Power Ltd |  | 30 | S1 | SPTL | 30 | 30 | 30 | 30 | 30 | 30 | 30 | 30 | 30 | 30 | 30 | 30 | 30 | 30 | 30 | 30 | 30 | 30 | 30 | 30 | 30
Earlsburn | Wind | Onshore Wind | Falck Renewables |  | 35 | S5 | SPTL | 35 | 35 | 35 | 35 | 35 | 35 | 35 | 35 | 35 | 35 | 35 | 35 | 35 | 35 | 35 | 35 | 35 | 35 | 35 | 35 | 35
Earlshaugh | Wind | Onshore Wind | Wind Energy Ltd | 2017 | 55 | S1 | SPTL | 0 | 0 | 55 | 55 | 55 | 55 | 55 | 55 | 55 | 55 | 55 | 55 | 55 | 55 | 55 | 55 | 55 | 55 | 55 | 55 | 55
Ewe Hill | Wind | Onshore Wind | Scottish Power Ltd | 2016 | 39 | S1 | SPTL | 0 | 39 | 39 | 39 | 39 | 39 | 39 | 39 | 39 | 39 | 39 | 39 | 39 | 39 | 39 | 39 | 39 | 39 | 39 | 39 | 39
Fallago | Wind | Onshore Wind | Fallago Rig Wind Farm Ltd |  | 144 | S1 | SPTL | 144 | 144 | 144 | 144 | 144 | 144 | 144 | 144 | 144 | 144 | 144 | 144 | 144 | 144 | 144 | 144 | 144 | 144 | 144 | 144 | 144
Galawhistle | Wind | Onshore Wind | Infinis | 2016 | 55 | S1 | SPTL | 0 | 55 | 55 | 55 | 55 | 55 | 55 | 55 | 55 | 55 | 55 | 55 | 55 | 55 | 55 | 55 | 55 | 55 | 55 | 55 | 55
Glen App Windfarm | Wind | Onshore Wind | ScottishPower Renewables (UK) Ltd | 2016 | 32 | S1 | SPTL | 0 | 32 | 32 | 32 | 32 | 32 | 32 | 32 | 32 | 32 | 32 | 32 | 32 | 32 | 32 | 32 | 32 | 32 | 32 | 32 | 32
Glenmount | Wind | Onshore Wind | RWE Npower | 2019 | 75 | S1 | SPTL | 0 | 0 | 0 | 0 | 75 | 75 | 75 | 75 | 75 | 75 | 75 | 75 | 75 | 75 | 75 | 75 | 75 | 75 | 75 | 75 | 75
Hadyard Hill | Wind | Onshore Wind | SSE Generation Ltd |  | 100 | S1 | SPTL | 100 | 100 | 100 | 100 | 100 | 100 | 100 | 100 | 100 | 100 | 100 | 100 | 100 | 100 | 100 | 100 | 100 | 100 | 100 | 100 | 100
Harburn Head | Wind | Onshore Wind | Scottish Power Ltd | 2016 | 52 | S1 | SPTL | 0 | 0 | 52 | 52 | 52 | 52 | 52 | 52 | 52 | 52 | 52 | 52 | 52 | 52 | 52 | 52 | 52 | 52 | 52 | 52 | 52
Harestanes | Wind | Onshore Wind | Scottish Power Ltd |  | 163 | S1 | SPTL | 146 | 163 | 163 | 163 | 163 | 163 | 163 | 163 | 163 | 163 | 163 | 163 | 163 | 163 | 163 | 163 | 163 | 163 | 163 | 163 | 163
Harry Burn | Wind | Onshore Wind | RWE Innogy UK Ltd | 2020 | 110 | 0 | SPTL | 0 | 0 | 0 | 0 | 0 | 110 | 110 | 110 | 110 | 110 | 110 | 110 | 110 | 110 | 110 | 110 | 110 | 110 | 110 | 110 | 110
Harting Rig | Wind | Onshore Wind | Banks Renewables Ltd | 2020 | 61 | 0 | SPTL | 0 | 0 | 0 | 0 | 0 | 61 | 61 | 61 | 61 | 61 | 61 | 61 | 61 | 61 | 61 | 61 | 61 | 61 | 61 | 61 | 61
Keithshill | Wind | Onshore Wind | Diamond Wind Ltd | 2016 | 4 | S1 | SPTL | 0 | 4 | 4 | 4 | 4 | 4 | 4 | 4 | 4 | 4 | 4 | 4 | 4 | 4 | 4 | 4 | 4 | 4 | 4 | 4 | 4
Kennoxhead | Wind | Onshore Wind | PNE Wind UK | 2019 | 60 | S1 | SPTL | 0 | 0 | 0 | 0 | 60 | 60 | 60 | 60 | 60 | 60 | 60 | 60 | 60 | 60 | 60 | 60 | 60 | 60 | 60 | 60 | 60
Kiers Hill | Wind | Onshore Wind | RES UK & Ireland Ltd | 2018 | 58 | S1 | SPTL | 0 | 0 | 0 | 58 | 58 | 58 | 58 | 58 | 58 | 58 | 58 | 58 | 58 | 58 | 58 | 58 | 58 | 58 | 58 | 58 | 58
Kilgallioch | Wind | Onshore Wind | ScottishPower Renewables (UK) Ltd | 2016 | 274 | S1 | SPTL | 0 | 274 | 274 | 274 | 274 | 274 | 274 | 274 | 274 | 274 | 274 | 274 | 274 | 274 | 274 | 274 | 274 | 274 | 274 | 274 | 274
Kype Muir | Wind | Onshore Wind | Banks Renewables | 2018 | 100 | S4 | SPTL | 0 | 0 | 0 | 100 | 100 | 100 | 100 | 100 | 100 | 100 | 100 | 100 | 100 | 100 | 100 | 100 | 100 | 100 | 100 | 100 | 100
Leadhills | Wind | Onshore Wind | Falck Renewables Wind Ltd | 2017 | 50 | S1 | SPTL | 0 | 0 | 50 | 50 | 50 | 50 | 50 | 50 | 50 | 50 | 50 | 50 | 50 | 50 | 50 | 50 | 50 | 50 | 50 | 50 | 50
Lethans | Wind | Onshore Wind | Banks Renewables (Lethans Wind Farm) Limited | 2020 | 88 | S1 | SPTL | 0 | 0 | 0 | 0 | 0 | 88 | 88 | 88 | 88 | 88 | 88 | 88 | 88 | 88 | 88 | 88 | 88 | 88 | 88 | 88 | 88
Loch Hill | Wind | Onshore Wind | Loch Hill Windfarm Ltd | 2019 | 33 | S1 | SPTL | 0 | 0 | 0 | 0 | 28 | 33 | 33 | 33 | 33 | 33 | 33 | 33 | 33 | 33 | 33 | 33 | 33 | 33 | 33 | 33 | 33
Loch Urr | Wind | Onshore Wind | E.ON Climate & Renewables UK Developments Ltd | 2019 | 84 | S1 | SPTL | 0 | 0 | 0 | 0 | 84 | 84 | 84 | 84 | 84 | 84 | 84 | 84 | 84 | 84 | 84 | 84 | 84 | 84 | 84 | 84 | 84
Long Burn | Wind | Onshore Wind | Longburn Wind Farm Limited | 2022 | 60 | S1 | SPTL | 0 | 0 | 0 | 0 | 0 | 0 | 0 | 60 | 60 | 60 | 60 | 60 | 60 | 60 | 60 | 60 | 60 | 60 | 60 | 60 | 60
Longpark | Wind | Onshore Wind | Longpark Windfarm Ltd |  | 38 | S1 | SPTL | 38 | 38 | 38 | 38 | 38 | 38 | 38 | 38 | 38 | 38 | 38 | 38 | 38 | 38 | 38 | 38 | 38 | 38 | 38 | 38 | 38
Lorg | Wind | Onshore Wind | E.on Climate and Renewables Uk Developments Limite | 2022 | 66 | S1 | SPTL | 0 | 0 | 0 | 0 | 0 | 0 | 0 | 66 | 66 | 66 | 66 | 66 | 66 | 66 | 66 | 66 | 66 | 66 | 66 | 66 | 66
Margree | Wind | Onshore Wind | NBW Wind Energy Ltd | 2017 | 42 | S1 | SPTL | 0 | 0 | 42 | 42 | 42 | 42 | 42 | 42 | 42 | 42 | 42 | 42 | 42 | 42 | 42 | 42 | 42 | 42 | 42 | 42 | 42
Mark Hill | Wind | Onshore Wind | ScottishPower Renewables (UK) Ltd |  | 56 | S1 | SPTL | 56 | 56 | 56 | 56 | 56 | 56 | 56 | 56 | 56 | 56 | 56 | 56 | 56 | 56 | 56 | 56 | 56 | 56 | 56 | 56 | 56
Middle Muir | Wind | Onshore Wind | Banks Renewables (Middle Muir Wind Farm) Limited | 2018 | 51 | S1 | SPTL | 0 | 0 | 0 | 51 | 51 | 51 | 51 | 51 | 51 | 51 | 51 | 51 | 51 | 51 | 51 | 51 | 51 | 51 | 51 | 51 | 51
Minnygap | Wind | Onshore Wind | RES UK & Ireland Ltd | 2017 | 25 | S1 | SPTL | 0 | 0 | 25 | 25 | 25 | 25 | 25 | 25 | 25 | 25 | 25 | 25 | 25 | 25 | 25 | 25 | 25 | 25 | 25 | 25 | 25
Minsca | Wind | Onshore Wind | Minsca Wind Farm (Scotland) Ltd |  | 38 | S1 | SPTL | 38 | 38 | 38 | 38 | 38 | 38 | 38 | 38 | 38 | 38 | 38 | 38 | 38 | 38 | 38 | 38 | 38 | 38 | 38 | 38 | 38
Pencloe | Wind | Onshore Wind | Pencloe Wind Energy Ltd | 2017 | 96 | S1 | SPTL | 0 | 0 | 63 | 63 | 63 | 63 | 63 | 96 | 96 | 96 | 96 | 96 | 96 | 96 | 96 | 96 | 96 | 96 | 96 | 96 | 96
Penmanshiel | Wind | Onshore Wind | RES UK & Ireland Ltd | 2016 | 29 | S1 | SPTL | 0 | 29 | 29 | 29 | 29 | 29 | 29 | 29 | 29 | 29 | 29 | 29 | 29 | 29 | 29 | 29 | 29 | 29 | 29 | 29 | 29
Quixwood | Wind | Onshore Wind | Banks Renewables Ltd | 2016 | 33 | 0 | SPTL | 0 | 33 | 33 | 33 | 33 | 33 | 33 | 33 | 33 | 33 | 33 | 33 | 33 | 33 | 33 | 33 | 33 | 33 | 33 | 33 | 33
Sandy Knowe | Wind | Onshore Wind | Sandy Knowe Windfarm Ltd | 2020 | 90 | 0 | SPTL | 0 | 0 | 0 | 0 | 0 | 90 | 90 | 90 | 90 | 90 | 90 | 90 | 90 | 90 | 90 | 90 | 90 | 90 | 90 | 90 | 90
Sanquhar | Wind | Onshore Wind | Sanquhar Community Wind Company Limited | 2022 | 99 | S1 | SPTL | 0 | 0 | 0 | 0 | 0 | 0 | 0 | 99 | 99 | 99 | 99 | 99 | 99 | 99 | 99 | 99 | 99 | 99 | 99 | 99 | 99
Solway Bank | Wind | Onshore Wind | RES UK & Ireland Ltd | 2016 | 35 | S1 | SPTL | 0 | 35 | 35 | 35 | 35 | 35 | 35 | 35 | 35 | 35 | 35 | 35 | 35 | 35 | 35 | 35 | 35 | 35 | 35 | 35 | 35
South Kyle | Wind | Onshore Wind | Vattenfall Wind Power Ltd | 2018 | 165 | S1 | SPTL | 0 | 0 | 0 | 165 | 165 | 165 | 165 | 165 | 165 | 165 | 165 | 165 | 165 | 165 | 165 | 165 | 165 | 165 | 165 | 165 | 165
Stranoch | Wind | Onshore Wind | EDF Energy Renewables Ltd | 2022 | 72 | S1 | SPTL | 0 | 0 | 0 | 0 | 0 | 0 | 0 | 72 | 72 | 72 | 72 | 72 | 72 | 72 | 72 | 72 | 72 | 72 | 72 | 72 | 72
Toddleburn | Wind | Onshore Wind | SSE Toddleburn Ltd |  | 28 | S1 | SPTL | 28 | 28 | 28 | 28 | 28 | 28 | 28 | 28 | 28 | 28 | 28 | 28 | 28 | 28 | 28 | 28 | 28 | 28 | 28 | 28 | 28
Tormywheel | Wind | Onshore Wind | PM Renewables Ltd |  | 32 | S5 | SPTL | 0 | 32 | 32 | 32 | 32 | 32 | 32 | 32 | 32 | 32 | 32 | 32 | 32 | 32 | 32 | 32 | 32 | 32 | 32 | 32 | 32
Tralorg | Wind | Onshore Wind | PNE Wind UK | 2018 | 20 | S1 | SPTL | 0 | 0 | 0 | 20 | 20 | 20 | 20 | 20 | 20 | 20 | 20 | 20 | 20 | 20 | 20 | 20 | 20 | 20 | 20 | 20 | 20
Ulzieside | Wind | Onshore Wind | NBW Wind Energy Ltd | 2017 | 30 | S1 | SPTL | 0 | 0 | 30 | 30 | 30 | 30 | 30 | 30 | 30 | 30 | 30 | 30 | 30 | 30 | 30 | 30 | 30 | 30 | 30 | 30 | 30
Whitelaw Brae | Wind | Onshore Wind | Whitelaw Brae Windfarm Ltd | 2019 | 50 | 0 | SPTL | 0 | 0 | 0 | 0 | 50 | 50 | 50 | 50 | 50 | 50 | 50 | 50 | 50 | 50 | 50 | 50 | 50 | 50 | 50 | 50 | 50
Whitelee | Wind | Onshore Wind | ScottishPower Renewables (UK) Ltd |  | 305 | S1 | SPTL | 305 | 305 | 305 | 305 | 305 | 305 | 305 | 305 | 305 | 305 | 305 | 305 | 305 | 305 | 305 | 305 | 305 | 305 | 305 | 305 | 305
Whitelee Extension | Wind | Onshore Wind | ScottishPower Renewables (UK) Ltd |  | 206 | S1 | SPTL | 206 | 206 | 206 | 206 | 206 | 206 | 206 | 206 | 206 | 206 | 206 | 206 | 206 | 206 | 206 | 206 | 206 | 206 | 206 | 206 | 206
Whiteside Hill | Wind | Onshore Wind | SSE Renewables Developments (UK) Ltd | 2016 | 27 | S1 | SPTL | 0 | 27 | 27 | 27 | 27 | 27 | 27 | 27 | 27 | 27 | 27 | 27 | 27 | 27 | 27 | 27 | 27 | 27 | 27 | 27 | 27
Windy Standard III | Wind | Onshore Wind | Fred Olson | 2018 | 44 | S4 | SPTL | 0 | 0 | 0 | 44 | 44 | 44 | 44 | 44 | 44 | 44 | 44 | 44 | 44 | 44 | 44 | 44 | 44 | 44 | 44 | 44 | 44
Cruachan | Pumped_Storage | Pumped_Storage | Scottish Power Ltd |  | 440 | S6 | SPTL | 440 | 440 | 440 | 440 | 440 | 440 | 440 | 440 | 440 | 440 | 440 | 440 | 440 | 440 | 440 | 440 | 440 | 440 | 440 | 440 | 440

## F.2
Table F1.1 - Boundary to Zone Mapping Table
Boundary Number | Boundary Name | Licensee | ETYS Zones
B0 | Upper North SHE Transmission | SHE Transmission | T5
B1 | North West SHE Transmission | SHE Transmission | T1, T5
B2 | North to South SHE Transmission | SHE Transmission | T1, T2, T5
B3b | Argyll and Kintyre | SHE Transmission | T3
B4 | SHE Transmission to SP Transmission | SHE Transmission/SP Transmission | T0
B5 | North to South SP Transmission | SP Transmission | T0, S8, S7, S6, S5, S4
B6 | SP Transmission to NGET | SPT/NGET | S0, T0
B7 | Upper North | NGET | S0, T0, Q0
B7a | Upper North b | NGET | S0, T0, Q0, R0
B8 | North to Midlands | NGET | S0, T0, Q0, P0, N0, M0, R0
B9 | Midlands to South | NGET | S0, T0, Q0, R0, P0, M0, N0, L0, K0
B10 | South Coast | NGET | B0, E0, F0
B11 | North East & Yorkshire | NGET | S0, T0, Q0, P0,
B12 | South & South West | NGET | B0, E0, F0, G0, H0, D6
B13 | South West | NGET | E0, F0
B14 | London | NGET | A0
B15 | Thames Estuary | NGET | C0
B16 | North East, Trent & Yorkshire | NGET | S0, T0, Q0, P0, K0
B17 | West Midlands | NGET | L0
NW1 | North Wales 1 | NGET | M8
NW2 | North Wales 2 | NGET | M6, M8
NW3 | North Wales 3 | NGET | M6, M7, M8
NW4 | North Wales 4 | NGET | M0
EC1 | Humber | NGET | P7
EC3 | Wash | NGET | J1
EC5 | East Anglia | NGET | J2, J3, J5
SC1 | South coast | NGET | B1, B3, C4, C7, C9, E1/6, E8, F6
SW1 | South Wales 1 | NGET | H0, G5, G6, G7
Note, T0 means all subzones of major zone T such as T1, T2, T3, T4 and T5.

## Embedded Wind (hidden)
Embedded Wind Capacity by Flop Zone - No Progression 2014
Flop Zone | 2013/14 | 2014/15 | 2015/16 | 2016/17 | 2017/18 | 2018/19 | 2019/20 | 2020/21 | 2021/22 | 2022/23 | 2023/24 | 2024/25 | 2025/26 | 2026/27 | 2027/28 | 2028/29 | 2029/30 | 2030/31 | 2031/32 | 2032/33 | 2033/34 | 2034/35 | 2035/36
England & Wales
A1 | 2.4481 | 2.6663 | 2.9112 | 3.0025 | 3.1014 | 3.255 | 3.4716 | 3.6885 | 3.7434 | 3.8259 | 3.9003 | 3.9672 | 4.0267 | 4.0793 | 4.1254 | 4.1652 | 4.1991 | 4.2274 | 4.2504 | 4.2896 | 4.3243 | 4.3547 | 4.381
A3 | 0 | 0 | 0 | 0 | 0 | 0 | 0 | 0 | 0 | 0 | 0 | 0 | 0 | 0 | 0 | 0 | 0 | 0 | 0 | 0 | 0 | 0 | 0
A4 | 0 | 0 | 0 | 0 | 0 | 0 | 0 | 0 | 0 | 0 | 0 | 0 | 0 | 0 | 0 | 0 | 0 | 0 | 0 | 0 | 0 | 0 | 0
A6 | 0 | 0 | 0 | 0 | 0 | 0 | 0 | 0 | 0 | 0 | 0 | 0 | 0 | 0 | 0 | 0 | 0 | 0 | 0 | 0 | 0 | 0 | 0
A7 | 10.282 | 11.1985 | 12.2269 | 12.6105 | 13.0259 | 13.6709 | 14.5808 | 15.4918 | 15.7224 | 16.0688 | 16.3815 | 16.662 | 16.9121 | 17.1331 | 17.3265 | 17.4938 | 17.6362 | 17.755 | 17.8516 | 18.0162 | 18.162 | 18.2897 | 18.4002
A8 | 16.4022 | 17.8642 | 19.5049 | 20.1167 | 20.7794 | 21.8083 | 23.2599 | 24.713 | 25.081 | 25.6335 | 26.1323 | 26.5799 | 26.9788 | 27.3314 | 27.6399 | 27.9067 | 28.1339 | 28.3235 | 28.4775 | 28.7402 | 28.9728 | 29.1765 | 29.3527
A9 | 0 | 0 | 0 | 0 | 0 | 0 | 0 | 0 | 0 | 0 | 0 | 0 | 0 | 0 | 0 | 0 | 0 | 0 | 0 | 0 | 0 | 0 | 0
B1 | 0 | 0 | 0 | 0 | 0 | 0 | 0 | 0 | 0 | 0 | 0 | 0 | 0 | 0 | 0 | 0 | 0 | 0 | 0 | 0 | 0 | 0 | 0
B2 | 0 | 0 | 0 | 0 | 0 | 0 | 0 | 0 | 0 | 0 | 0 | 0 | 0 | 0 | 0 | 0 | 0 | 0 | 0 | 0 | 0 | 0 | 0
B3 | 0 | 0 | 0 | 0 | 0 | 0 | 0 | 0 | 0 | 0 | 0 | 0 | 0 | 0 | 0 | 0 | 0 | 0 | 0 | 0 | 0 | 0 | 0
B4 | 1.6321 | 1.7775 | 1.9408 | 2.0017 | 2.0676 | 2.17 | 2.3144 | 2.459 | 2.4956 | 2.5506 | 2.6002 | 2.6448 | 2.6845 | 2.7195 | 2.7502 | 2.7768 | 2.7994 | 2.8183 | 2.8336 | 2.8597 | 2.8829 | 2.9031 | 2.9207
C1 | 10.6084 | 11.554 | 12.6151 | 13.0108 | 13.4394 | 14.1049 | 15.0437 | 15.9836 | 16.2215 | 16.5789 | 16.9015 | 17.191 | 17.449 | 17.677 | 17.8766 | 18.0491 | 18.1961 | 18.3187 | 18.4183 | 18.5882 | 18.7386 | 18.8704 | 18.9843
C2 | 0 | 0 | 0 | 0 | 0 | 0 | 0 | 0 | 0 | 0 | 0 | 0 | 0 | 0 | 0 | 0 | 0 | 0 | 0 | 0 | 0 | 0 | 0
C3 | 3.7537 | 4.0883 | 4.4638 | 4.6038 | 4.7555 | 4.991 | 5.3232 | 5.6557 | 5.7399 | 5.8664 | 5.9805 | 6.083 | 6.1743 | 6.2549 | 6.3256 | 6.3866 | 6.4386 | 6.482 | 6.5172 | 6.5774 | 6.6306 | 6.6772 | 6.7175
C4 | 196.0171 | 201.8789 | 207.1029 | 226.0042 | 234.8111 | 244.7842 | 249.4062 | 254.0331 | 255.2046 | 256.964 | 258.5522 | 259.9774 | 261.2475 | 262.3701 | 263.3526 | 264.2021 | 264.9254 | 265.5291 | 266.0195 | 266.8559 | 267.5964 | 268.2451 | 268.806
C5 | 20.6456 | 22.4858 | 24.5509 | 25.321 | 26.1551 | 27.4503 | 29.2774 | 31.1065 | 31.5696 | 32.2651 | 32.8929 | 33.4563 | 33.9584 | 34.4022 | 34.7906 | 35.1264 | 35.4123 | 35.651 | 35.8448 | 36.1755 | 36.4682 | 36.7247 | 36.9464
C6 | 0 | 0 | 0 | 0 | 0 | 0 | 0 | 0 | 0 | 0 | 0 | 0 | 0 | 0 | 0 | 0 | 0 | 0 | 0 | 0 | 0 | 0 | 0
C7 | 0 | 0 | 0 | 0 | 0 | 0 | 0 | 0 | 0 | 0 | 0 | 0 | 0 | 0 | 0 | 0 | 0 | 0 | 0 | 0 | 0 | 0 | 0
C9 | 0 | 0 | 0 | 0 | 0 | 0 | 0 | 0 | 0 | 0 | 0 | 0 | 0 | 0 | 0 | 0 | 0 | 0 | 0 | 0 | 0 | 0 | 0
D4 | 11.4244 | 12.4427 | 13.5855 | 14.0116 | 14.4732 | 15.1899 | 16.2009 | 17.2131 | 17.4693 | 17.8542 | 18.2016 | 18.5134 | 18.7912 | 19.0368 | 19.2517 | 19.4375 | 19.5958 | 19.7278 | 19.8351 | 20.0181 | 20.18 | 20.3219 | 20.4446
D5 | 0 | 0 | 0 | 0 | 0 | 0 | 0 | 0 | 0 | 0 | 0 | 0 | 0 | 0 | 0 | 0 | 0 | 0 | 0 | 0 | 0 | 0 | 0
D6 | 0 | 0 | 0 | 0 | 0 | 0 | 0 | 0 | 0 | 0 | 0 | 0 | 0 | 0 | 0 | 0 | 0 | 0 | 0 | 0 | 0 | 0 | 0
E1 | 0 | 0 | 0 | 0 | 0 | 0 | 0 | 0 | 0 | 0 | 0 | 0 | 0 | 0 | 0 | 0 | 0 | 0 | 0 | 0 | 0 | 0 | 0
E7 | 0 | 0 | 0 | 0 | 0 | 0 | 0 | 0 | 0 | 0 | 0 | 0 | 0 | 0 | 0 | 0 | 0 | 0 | 0 | 0 | 0 | 0 | 0
E8 | 0 | 0 | 0 | 0 | 0 | 0 | 0 | 0 | 0 | 0 | 0 | 0 | 0 | 0 | 0 | 0 | 0 | 0 | 0 | 0 | 0 | 0 | 0
F6 | 118.3652 | 128.9157 | 140.7553 | 145.1703 | 149.9527 | 157.378 | 167.8532 | 178.3396 | 180.9947 | 184.9824 | 188.5819 | 191.8119 | 194.6903 | 197.2346 | 199.4614 | 201.3868 | 203.0261 | 204.3944 | 205.5057 | 207.4014 | 209.0796 | 210.5498 | 211.8211
G1 | 0 | 0 | 0 | 0 | 0 | 0 | 0 | 0 | 0 | 0 | 0 | 0 | 0 | 0 | 0 | 0 | 0 | 0 | 0 | 0 | 0 | 0 | 0
G5 | 0 | 0 | 0 | 0 | 0 | 0 | 0 | 0 | 0 | 0 | 0 | 0 | 0 | 0 | 0 | 0 | 0 | 0 | 0 | 0 | 0 | 0 | 0
G6 | 5.7122 | 6.2214 | 6.7927 | 7.0058 | 7.2366 | 7.5949 | 8.1005 | 8.6065 | 8.7347 | 8.9271 | 9.1008 | 9.2567 | 9.3956 | 9.5184 | 9.6259 | 9.7188 | 9.7979 | 9.8639 | 9.9175 | 10.009 | 10.09 | 10.161 | 10.2223
G7 | 13.2197 | 14.398 | 15.7203 | 16.2134 | 16.7476 | 17.5769 | 18.7468 | 19.918 | 20.2145 | 20.6599 | 21.0619 | 21.4226 | 21.7441 | 22.0283 | 22.277 | 22.492 | 22.6751 | 22.8279 | 22.952 | 23.1637 | 23.3512 | 23.5154 | 23.6574
H1 | 100.7471 | 109.7272 | 119.8045 | 123.5624 | 127.6329 | 133.953 | 142.869 | 151.7946 | 154.0545 | 157.4487 | 160.5124 | 163.2616 | 165.7116 | 167.8772 | 169.7725 | 171.4113 | 172.8067 | 173.9712 | 174.9171 | 176.5307 | 177.9591 | 179.2105 | 180.2925
H2 | 24.3177 | 26.4853 | 28.9177 | 29.8247 | 30.8072 | 32.3327 | 34.4848 | 36.6392 | 37.1847 | 38.004 | 38.7435 | 39.4071 | 39.9984 | 40.5211 | 40.9786 | 41.3742 | 41.711 | 41.9921 | 42.2204 | 42.6099 | 42.9547 | 43.2567 | 43.5179
H6 | 159.8603 | 174.1095 | 190.0997 | 196.0625 | 202.5214 | 212.5498 | 226.6972 | 240.8599 | 244.4458 | 249.8315 | 254.6928 | 259.0551 | 262.9427 | 266.3789 | 269.3863 | 271.9867 | 274.2007 | 276.0486 | 277.5496 | 280.1098 | 282.3764 | 284.362 | 286.0789
J1 | 111.5839 | 121.53 | 132.6913 | 136.8534 | 141.3618 | 148.3617 | 158.2368 | 168.1224 | 170.6254 | 174.3846 | 177.7779 | 180.8229 | 183.5364 | 185.9349 | 188.0341 | 189.8492 | 191.3946 | 192.6845 | 193.7321 | 195.5192 | 197.1013 | 198.4873 | 199.6857
J2 | 0 | 0 | 0 | 0 | 0 | 0 | 0 | 0 | 0 | 0 | 0 | 0 | 0 | 0 | 0 | 0 | 0 | 0 | 0 | 0 | 0 | 0 | 0
J3 | 0 | 0 | 0 | 0 | 0 | 0 | 0 | 0 | 0 | 0 | 0 | 0 | 0 | 0 | 0 | 0 | 0 | 0 | 0 | 0 | 0 | 0 | 0
J4 | 49.3698 | 53.7704 | 58.7087 | 60.5502 | 62.5449 | 65.642 | 70.0111 | 74.385 | 75.4925 | 77.1557 | 78.6571 | 80.0043 | 81.2049 | 82.2661 | 83.1949 | 83.9979 | 84.6817 | 85.2524 | 85.7159 | 86.5066 | 87.2066 | 87.8198 | 88.35
J5 | 42.1026 | 44.3074 | 46.601 | 49.7168 | 51.5362 | 53.8676 | 55.8969 | 57.9284 | 58.4427 | 59.2153 | 59.9126 | 60.5383 | 61.0959 | 61.5888 | 62.0202 | 62.3932 | 62.7108 | 62.9759 | 63.1912 | 63.5584 | 63.8835 | 64.1683 | 64.4146
J6 | 16.7286 | 18.2197 | 19.893 | 20.517 | 21.1929 | 22.2423 | 23.7228 | 25.2048 | 25.5801 | 26.1437 | 26.6524 | 27.1089 | 27.5157 | 27.8753 | 28.19 | 28.4621 | 28.6938 | 28.8872 | 29.0442 | 29.3122 | 29.5493 | 29.7571 | 29.9368
J7 | 137.0522 | 149.2684 | 162.9773 | 168.0893 | 173.6267 | 182.2243 | 194.3532 | 206.4952 | 209.5695 | 214.1868 | 218.3546 | 222.0945 | 225.4274 | 228.3734 | 230.9517 | 233.181 | 235.0792 | 236.6634 | 237.9502 | 240.1452 | 242.0884 | 243.7907 | 245.2626
J8 | 0 | 0 | 0 | 0 | 0 | 0 | 0 | 0 | 0 | 0 | 0 | 0 | 0 | 0 | 0 | 0 | 0 | 0 | 0 | 0 | 0 | 0 | 0
K1 | 0 | 0 | 0 | 0 | 0 | 0 | 0 | 0 | 0 | 0 | 0 | 0 | 0 | 0 | 0 | 0 | 0 | 0 | 0 | 0 | 0 | 0 | 0
K4 | 11.098 | 12.0872 | 13.1973 | 13.6113 | 14.0597 | 14.7559 | 15.738 | 16.7213 | 16.9702 | 17.3441 | 17.6816 | 17.9844 | 18.2543 | 18.4929 | 18.7017 | 18.8822 | 19.0359 | 19.1642 | 19.2684 | 19.4461 | 19.6035 | 19.7413 | 19.8605
K5 | 0 | 0 | 0 | 0 | 0 | 0 | 0 | 0 | 0 | 0 | 0 | 0 | 0 | 0 | 0 | 0 | 0 | 0 | 0 | 0 | 0 | 0 | 0
K6 | 1.6321 | 1.7775 | 1.9408 | 2.0017 | 2.0676 | 2.17 | 2.3144 | 2.459 | 2.4956 | 2.5506 | 2.6002 | 2.6448 | 2.6845 | 2.7195 | 2.7502 | 2.7768 | 2.7994 | 2.8183 | 2.8336 | 2.8597 | 2.8829 | 2.9031 | 2.9207
L1 | 0 | 0 | 0 | 0 | 0 | 0 | 0 | 0 | 0 | 0 | 0 | 0 | 0 | 0 | 0 | 0 | 0 | 0 | 0 | 0 | 0 | 0 | 0
L2 | 0 | 0 | 0 | 0 | 0 | 0 | 0 | 0 | 0 | 0 | 0 | 0 | 0 | 0 | 0 | 0 | 0 | 0 | 0 | 0 | 0 | 0 | 0
L3 | 39.4143 | 42.9274 | 46.8699 | 48.3401 | 49.9325 | 52.4051 | 55.8932 | 59.3851 | 60.2692 | 61.597 | 62.7956 | 63.8712 | 64.8297 | 65.6769 | 66.4184 | 67.0595 | 67.6054 | 68.061 | 68.4311 | 69.0623 | 69.6211 | 70.1107 | 70.534
L5 | 0 | 0 | 0 | 0 | 0 | 0 | 0 | 0 | 0 | 0 | 0 | 0 | 0 | 0 | 0 | 0 | 0 | 0 | 0 | 0 | 0 | 0 | 0
L7 | 2.0401 | 2.2219 | 2.426 | 2.5021 | 2.5845 | 2.7125 | 2.893 | 3.0738 | 3.1195 | 3.1883 | 3.2503 | 3.306 | 3.3556 | 3.3994 | 3.4378 | 3.471 | 3.4992 | 3.5228 | 3.542 | 3.5747 | 3.6036 | 3.6289 | 3.6508
L8 | 0 | 0 | 0 | 0 | 0 | 0 | 0 | 0 | 0 | 0 | 0 | 0 | 0 | 0 | 0 | 0 | 0 | 0 | 0 | 0 | 0 | 0 | 0
M4 | 74.373 | 81.0022 | 88.4415 | 91.2156 | 94.2205 | 98.8861 | 105.468 | 112.057 | 113.7253 | 116.2309 | 118.4926 | 120.5221 | 122.3308 | 123.9294 | 125.3286 | 126.5384 | 127.5684 | 128.4281 | 129.1264 | 130.3175 | 131.3721 | 132.2958 | 133.0946
M5 | 138.7496 | 151.1171 | 164.9957 | 170.171 | 175.777 | 184.481 | 196.7602 | 209.0526 | 212.165 | 216.8394 | 221.0588 | 224.8451 | 228.2192 | 231.2017 | 233.8119 | 236.0689 | 237.9906 | 239.5944 | 240.8972 | 243.1193 | 245.0866 | 246.81 | 248.3001
M6 | 38.2261 | 41.6334 | 45.457 | 46.8829 | 48.4273 | 50.8253 | 54.2083 | 57.5949 | 58.4524 | 59.7402 | 60.9027 | 61.9458 | 62.8754 | 63.6971 | 64.4162 | 65.038 | 65.5674 | 66.0093 | 66.3682 | 66.9804 | 67.5224 | 67.9972 | 68.4078
M7 | 0 | 0 | 0 | 0 | 0 | 0 | 0 | 0 | 0 | 0 | 0 | 0 | 0 | 0 | 0 | 0 | 0 | 0 | 0 | 0 | 0 | 0 | 0
M8 | 26.5504 | 28.9169 | 31.5727 | 32.563 | 33.6357 | 35.3013 | 37.651 | 40.0032 | 40.5987 | 41.4932 | 42.3006 | 43.0251 | 43.6708 | 44.2415 | 44.741 | 45.1728 | 45.5406 | 45.8475 | 46.0967 | 46.522 | 46.8984 | 47.2282 | 47.5133
N1 | 10.876 | 11.8455 | 12.9334 | 13.3391 | 13.7785 | 14.4608 | 15.4233 | 16.3868 | 16.6308 | 16.9972 | 17.328 | 17.6247 | 17.8892 | 18.123 | 18.3276 | 18.5045 | 18.6552 | 18.7809 | 18.883 | 19.0572 | 19.2114 | 19.3465 | 19.4633
N2 | 0 | 0 | 0 | 0 | 0 | 0 | 0 | 0 | 0 | 0 | 0 | 0 | 0 | 0 | 0 | 0 | 0 | 0 | 0 | 0 | 0 | 0 | 0
N3 | 71.9739 | 78.3892 | 85.5885 | 88.2732 | 91.1812 | 95.6962 | 102.0658 | 108.4423 | 110.0568 | 112.4815 | 114.6703 | 116.6343 | 118.3846 | 119.9317 | 121.2857 | 122.4565 | 123.4533 | 124.2853 | 124.9611 | 126.1137 | 127.1342 | 128.0282 | 128.8012
N4 | 53.042 | 57.7699 | 63.0755 | 65.0539 | 67.197 | 70.5244 | 75.2186 | 79.9178 | 81.1076 | 82.8946 | 84.5076 | 85.955 | 87.2449 | 88.385 | 89.3829 | 90.2457 | 90.9803 | 91.5935 | 92.0915 | 92.941 | 93.693 | 94.3519 | 94.9215
N5 | 11.506 | 12.5316 | 13.6825 | 14.1117 | 14.5766 | 15.2984 | 16.3166 | 17.336 | 17.5941 | 17.9817 | 18.3316 | 18.6456 | 18.9254 | 19.1728 | 19.3892 | 19.5764 | 19.7357 | 19.8687 | 19.9768 | 20.161 | 20.3242 | 20.4671 | 20.5907
N6 | 0 | 0 | 0 | 0 | 0 | 0 | 0 | 0 | 0 | 0 | 0 | 0 | 0 | 0 | 0 | 0 | 0 | 0 | 0 | 0 | 0 | 0 | 0
N7 | 0 | 0 | 0 | 0 | 0 | 0 | 0 | 0 | 0 | 0 | 0 | 0 | 0 | 0 | 0 | 0 | 0 | 0 | 0 | 0 | 0 | 0 | 0
P1 | 23.1916 | 25.2588 | 27.5785 | 28.4436 | 29.3806 | 30.8354 | 32.8879 | 34.9425 | 35.4627 | 36.2441 | 36.9493 | 37.5822 | 38.1462 | 38.6447 | 39.081 | 39.4582 | 39.7794 | 40.0475 | 40.2652 | 40.6367 | 40.9655 | 41.2535 | 41.5026
P2 | 2.799 | 3.0485 | 3.3284 | 3.4328 | 3.5459 | 3.7215 | 3.9692 | 4.2172 | 4.28 | 4.3743 | 4.4594 | 4.5358 | 4.6038 | 4.664 | 4.7167 | 4.7622 | 4.801 | 4.8333 | 4.8596 | 4.9044 | 4.9441 | 4.9789 | 5.0089
P3 | 72.6136 | 79.086 | 86.3493 | 89.0578 | 91.9917 | 96.5468 | 102.9731 | 109.4062 | 111.035 | 113.4814 | 115.6896 | 117.6711 | 119.4369 | 120.9978 | 122.3638 | 123.545 | 124.5507 | 125.3901 | 126.0718 | 127.2348 | 128.2643 | 129.1663 | 129.9461
P4 | 64.2167 | 69.9406 | 76.364 | 78.7593 | 81.3539 | 85.3823 | 91.0654 | 96.7546 | 98.1951 | 100.3585 | 102.3114 | 104.0637 | 105.6254 | 107.0057 | 108.2138 | 109.2584 | 110.1478 | 110.8901 | 111.493 | 112.5215 | 113.432 | 114.2296 | 114.9193
P5 | 13.5151 | 14.7198 | 16.0716 | 16.5757 | 17.1218 | 17.9696 | 19.1657 | 20.3631 | 20.6662 | 21.1215 | 21.5325 | 21.9013 | 22.23 | 22.5205 | 22.7748 | 22.9946 | 23.1818 | 23.338 | 23.4649 | 23.6814 | 23.873 | 24.0409 | 24.186
P6 | 0 | 0 | 0 | 0 | 0 | 0 | 0 | 0 | 0 | 0 | 0 | 0 | 0 | 0 | 0 | 0 | 0 | 0 | 0 | 0 | 0 | 0 | 0
P7 | 0 | 0 | 0 | 0 | 0 | 0 | 0 | 0 | 0 | 0 | 0 | 0 | 0 | 0 | 0 | 0 | 0 | 0 | 0 | 0 | 0 | 0 | 0
P8 | 145.6631 | 158.6468 | 173.2169 | 178.6502 | 184.5355 | 193.6732 | 206.5642 | 219.4691 | 222.7366 | 227.6439 | 232.0735 | 236.0484 | 239.5907 | 242.7218 | 245.4621 | 247.8315 | 249.8489 | 251.5327 | 252.9004 | 255.2332 | 257.2985 | 259.1078 | 260.6722
Q2 | 101.7722 | 102.6262 | 102.6262 | 114.6254 | 119.3653 | 124.1051 | 124.1051 | 124.1051 | 124.1051 | 124.1051 | 124.1051 | 124.1051 | 124.1051 | 124.1051 | 124.1051 | 124.1051 | 124.1051 | 124.1051 | 124.1051 | 124.1051 | 124.1051 | 124.1051 | 124.1051
Q4 | 49.0622 | 53.4353 | 58.3429 | 60.1729 | 62.1552 | 65.2329 | 69.5749 | 73.9215 | 75.022 | 76.6749 | 78.1669 | 79.5057 | 80.6988 | 81.7534 | 82.6764 | 83.4745 | 84.154 | 84.7211 | 85.1818 | 85.9675 | 86.6632 | 87.2726 | 87.7995
Q5 | 17.9055 | 19.5015 | 21.2925 | 21.9604 | 22.6838 | 23.8071 | 25.3917 | 26.978 | 27.3797 | 27.9829 | 28.5274 | 29.016 | 29.4515 | 29.8363 | 30.1732 | 30.4645 | 30.7124 | 30.9194 | 31.0875 | 31.3743 | 31.6282 | 31.8506 | 32.0429
Q6 | 113.0389 | 122.6342 | 133.3459 | 138.0418 | 142.6457 | 149.6407 | 159.118 | 168.6054 | 171.0076 | 174.6154 | 177.872 | 180.7943 | 183.3985 | 185.7004 | 187.7151 | 189.457 | 190.9402 | 192.1781 | 193.1835 | 194.8986 | 196.417 | 197.7472 | 198.8973
Q7 | 60.9778 | 66.4131 | 72.5125 | 74.787 | 77.2507 | 81.076 | 86.4724 | 91.8747 | 93.2425 | 95.2969 | 97.1512 | 98.8152 | 100.2981 | 101.6088 | 102.756 | 103.7479 | 104.5924 | 105.2973 | 105.8698 | 106.8464 | 107.711 | 108.4684 | 109.1233
Q8 | 402.0622 | 413.6347 | 423.7912 | 463.011 | 481.1099 | 501.476 | 510.4621 | 519.4578 | 521.7355 | 525.1563 | 528.2441 | 531.0149 | 533.4842 | 535.6668 | 537.577 | 539.2286 | 540.635 | 541.8087 | 542.762 | 544.3882 | 545.8279 | 547.0891 | 548.1796
R4 | 6.773 | 7.3768 | 8.0543 | 8.3069 | 8.5805 | 9.0054 | 9.6048 | 10.2049 | 10.3568 | 10.585 | 10.791 | 10.9758 | 11.1405 | 11.2861 | 11.4135 | 11.5237 | 11.6175 | 11.6958 | 11.7594 | 11.8678 | 11.9639 | 12.048 | 12.1208
R5 | 160.9278 | 163.6619 | 165.376 | 182.9685 | 190.3577 | 198.1296 | 199.6462 | 201.1644 | 201.5488 | 202.1261 | 202.6472 | 203.1149 | 203.5316 | 203.9 | 204.2223 | 204.5011 | 204.7384 | 204.9365 | 205.0974 | 205.3719 | 205.6148 | 205.8277 | 206.0117
R6 | 34.5972 | 37.6811 | 41.1417 | 42.4322 | 43.83 | 46.0004 | 49.0622 | 52.1273 | 52.9034 | 54.0689 | 55.121 | 56.0651 | 56.9065 | 57.6502 | 58.301 | 58.8638 | 59.343 | 59.7429 | 60.0677 | 60.6218 | 61.1124 | 61.5421 | 61.9137
SCOTLAND
S1 | 421.2 | 458.7437 | 500.8749 | 516.5856 | 533.6036 | 560.0262 | 597.302 | 634.6178 | 644.066 | 658.2561 | 671.0648 | 682.5587 | 692.8016 | 701.8554 | 709.7793 | 716.6307 | 722.4643 | 727.3331 | 731.2878 | 738.0335 | 744.0055 | 749.2373 | 753.7609
S2 | 113 | 123.0723 | 134.3753 | 138.5902 | 143.1558 | 150.2445 | 160.2449 | 170.256 | 172.7907 | 176.5977 | 180.034 | 183.1176 | 185.8656 | 188.2945 | 190.4204 | 192.2585 | 193.8235 | 195.1297 | 196.1907 | 198.0004 | 199.6026 | 201.0062 | 202.2198
S3 | 0 | 0 | 0 | 0 | 0 | 0 | 0 | 0 | 0 | 0 | 0 | 0 | 0 | 0 | 0 | 0 | 0 | 0 | 0 | 0 | 0 | 0 | 0
S4 | 0 | 0 | 0 | 0 | 0 | 0 | 0 | 0 | 0 | 0 | 0 | 0 | 0 | 0 | 0 | 0 | 0 | 0 | 0 | 0 | 0 | 0 | 0
S5 | 118.9 | 129.4982 | 141.3913 | 145.8263 | 150.6303 | 158.0891 | 168.6116 | 179.1454 | 181.8126 | 185.8183 | 189.434 | 192.6786 | 195.5701 | 198.1258 | 200.3627 | 202.2967 | 203.9435 | 205.3179 | 206.4343 | 208.3385 | 210.0244 | 211.5012 | 212.7782
S6 | 0 | 0 | 0 | 0 | 0 | 0 | 0 | 0 | 0 | 0 | 0 | 0 | 0 | 0 | 0 | 0 | 0 | 0 | 0 | 0 | 0 | 0 | 0
S7 | 0 | 0 | 0 | 0 | 0 | 0 | 0 | 0 | 0 | 0 | 0 | 0 | 0 | 0 | 0 | 0 | 0 | 0 | 0 | 0 | 0 | 0 | 0
S9 | 0 | 0 | 0 | 0 | 0 | 0 | 0 | 0 | 0 | 0 | 0 | 0 | 0 | 0 | 0 | 0 | 0 | 0 | 0 | 0 | 0 | 0 | 0
T1 | 113.53 | 123.6495 | 135.0055 | 139.2402 | 143.8272 | 150.9491 | 160.9964 | 171.0545 | 173.6012 | 177.426 | 180.8784 | 183.9765 | 186.7373 | 189.1777 | 191.3135 | 193.1602 | 194.7326 | 196.0449 | 197.1109 | 198.9291 | 200.5388 | 201.949 | 203.1683
T2 | 58.2 | 63.3877 | 69.2092 | 71.3801 | 73.7315 | 77.3825 | 82.5332 | 87.6894 | 88.9949 | 90.9556 | 92.7255 | 94.3137 | 95.729 | 96.98 | 98.0749 | 99.0216 | 99.8277 | 100.5004 | 101.0469 | 101.979 | 102.8042 | 103.5271 | 104.1521
T3 | 41.44 | 45.1338 | 49.2789 | 50.8246 | 52.4989 | 55.0985 | 58.7659 | 62.4372 | 63.3668 | 64.7629 | 66.0231 | 67.1539 | 68.1617 | 69.0524 | 69.832 | 70.5061 | 71.0801 | 71.5591 | 71.9482 | 72.6118 | 73.1994 | 73.7141 | 74.1592
T4 | 17.95 | 19.55 | 21.3455 | 22.015 | 22.7402 | 23.8663 | 25.4548 | 27.0451 | 27.4477 | 28.0525 | 28.5983 | 29.0881 | 29.5247 | 29.9105 | 30.2482 | 30.5402 | 30.7888 | 30.9963 | 31.1648 | 31.4523 | 31.7068 | 31.9297 | 32.1225
T5 | 50.91 | 55.4479 | 60.5402 | 62.4392 | 64.4961 | 67.6898 | 72.1953 | 76.7056 | 77.8476 | 79.5627 | 81.1109 | 82.5001 | 83.7382 | 84.8325 | 85.7903 | 86.6184 | 87.3235 | 87.912 | 88.39 | 89.2053 | 89.9272 | 90.5595 | 91.1063

## Look Up Curves (hidden)
Look Up Curves For Estimating Wind Equivalent Firm Capacity (EFC) and Loss of Load Expectation (LOLE)
Installed Wind Capacity (MW) | EFC | EFC% | Change in De-Rated Margin compared to 2015/16 (MW) | LOLE(hours)
9000 | 2431.688 | 27.02% | -8000 | 235.7629
9100 | 2448.9893 | 26.91% | -7990 | 234.9936
9200 | 2466.1701 | 26.81% | -7980 | 234.226
9300 | 2483.2323 | 26.7% | -7970 | 233.4602
9400 | 2500.1779 | 26.6% | -7960 | 232.6961
9500 | 2517.0087 | 26.49% | -7950 | 231.9337
9600 | 2533.7266 | 26.39% | -7940 | 231.173
9700 | 2550.3331 | 26.29% | -7930 | 230.4141
9800 | 2566.8303 | 26.19% | -7920 | 229.6568
9900 | 2583.2196 | 26.09% | -7910 | 228.9014
10000 | 2599.5029 | 26% | -7900 | 228.1476
10100 | 2615.6816 | 25.9% | -7890 | 227.3955
10200 | 2631.7575 | 25.8% | -7880 | 226.6452
10300 | 2647.7321 | 25.71% | -7870 | 225.8966
10400 | 2663.6069 | 25.61% | -7860 | 225.1497
10500 | 2679.3834 | 25.52% | -7850 | 224.4046
10600 | 2695.0631 | 25.43% | -7840 | 223.6611
10700 | 2710.6474 | 25.33% | -7830 | 222.9194
10800 | 2726.1377 | 25.24% | -7820 | 222.1793
10900 | 2741.5355 | 25.15% | -7810 | 221.441
11000 | 2756.842 | 25.06% | -7800 | 220.7044
11100 | 2772.0586 | 24.97% | -7790 | 219.9695
11200 | 2787.1866 | 24.89% | -7780 | 219.2364
11300 | 2802.2272 | 24.8% | -7770 | 218.5049
11400 | 2817.1817 | 24.71% | -7760 | 217.7751
11500 | 2832.0513 | 24.63% | -7750 | 217.0471
11600 | 2846.8372 | 24.54% | -7740 | 216.3207
11700 | 2861.5406 | 24.46% | -7730 | 215.596
11800 | 2876.1625 | 24.37% | -7720 | 214.8731
11900 | 2890.7042 | 24.29% | -7710 | 214.1518
12000 | 2905.1667 | 24.21% | -7700 | 213.4323
12100 | 2919.5512 | 24.13% | -7690 | 212.7144
12200 | 2933.8585 | 24.05% | -7680 | 211.9983
12300 | 2948.0899 | 23.97% | -7670 | 211.2838
12400 | 2962.2463 | 23.89% | -7660 | 210.5711
12500 | 2976.3287 | 23.81% | -7650 | 209.86
12600 | 2990.338 | 23.73% | -7640 | 209.1506
12700 | 3004.2752 | 23.66% | -7630 | 208.4429
12800 | 3018.1414 | 23.58% | -7620 | 207.7369
12900 | 3031.9373 | 23.5% | -7610 | 207.0326
13000 | 3045.6638 | 23.43% | -7600 | 206.33
13100 | 3059.322 | 23.35% | -7590 | 205.629
13200 | 3072.9125 | 23.28% | -7580 | 204.9298
13300 | 3086.4363 | 23.21% | -7570 | 204.2322
13400 | 3099.8943 | 23.13% | -7560 | 203.5363
13500 | 3113.2871 | 23.06% | -7550 | 202.8421
13600 | 3126.6157 | 22.99% | -7540 | 202.1495
13700 | 3139.8807 | 22.92% | -7530 | 201.4586
13800 | 3153.0831 | 22.85% | -7520 | 200.7694
13900 | 3166.2235 | 22.78% | -7510 | 200.0819
14000 | 3179.3027 | 22.71% | -7500 | 199.3961
14100 | 3192.3213 | 22.64% | -7490 | 198.7119
14200 | 3205.2802 | 22.57% | -7480 | 198.0294
14300 | 3218.1801 | 22.5% | -7470 | 197.3485
14400 | 3231.0215 | 22.44% | -7460 | 196.6693
14500 | 3243.8053 | 22.37% | -7450 | 195.9918
14600 | 3256.532 | 22.31% | -7440 | 195.316
14700 | 3269.2023 | 22.24% | -7430 | 194.6418
14800 | 3281.8168 | 22.17% | -7420 | 193.9692
14900 | 3294.3763 | 22.11% | -7410 | 193.2984
15000 | 3306.8812 | 22.05% | -7400 | 192.6291
15100 | 3319.3323 | 21.98% | -7390 | 191.9616
15200 | 3331.7301 | 21.92% | -7380 | 191.2956
15300 | 3344.0752 | 21.86% | -7370 | 190.6314
15400 | 3356.3681 | 21.79% | -7360 | 189.9688
15500 | 3368.6095 | 21.73% | -7350 | 189.3078
15600 | 3380.7999 | 21.67% | -7340 | 188.6485
15700 | 3392.9399 | 21.61% | -7330 | 187.9908
15800 | 3405.0299 | 21.55% | -7320 | 187.3347
15900 | 3417.0705 | 21.49% | -7310 | 186.6803
16000 | 3429.0623 | 21.43% | -7300 | 186.0276
16100 | 3441.0058 | 21.37% | -7290 | 185.3765
16200 | 3452.9013 | 21.31% | -7280 | 184.727
16300 | 3464.7496 | 21.26% | -7270 | 184.0791
16400 | 3476.5509 | 21.2% | -7260 | 183.4329
16500 | 3488.3059 | 21.14% | -7250 | 182.7883
16600 | 3500.015 | 21.08% | -7240 | 182.1454
16700 | 3511.6786 | 21.03% | -7230 | 181.504
16800 | 3523.2973 | 20.97% | -7220 | 180.8643
16900 | 3534.8714 | 20.92% | -7210 | 180.2262
17000 | 3546.4014 | 20.86% | -7200 | 179.5898
17100 | 3557.8877 | 20.81% | -7190 | 178.9549
17200 | 3569.3308 | 20.75% | -7180 | 178.3217
17300 | 3580.7311 | 20.7% | -7170 | 177.6901
17400 | 3592.0889 | 20.64% | -7160 | 177.0601
17500 | 3603.4048 | 20.59% | -7150 | 176.4317
17600 | 3614.6791 | 20.54% | -7140 | 175.8049
17700 | 3625.9122 | 20.49% | -7130 | 175.1797
17800 | 3637.1045 | 20.43% | -7120 | 174.5562
17900 | 3648.2564 | 20.38% | -7110 | 173.9342
18000 | 3659.3683 | 20.33% | -7100 | 173.3139
18100 | 3670.4405 | 20.28% | -7090 | 172.6951
18200 | 3681.4734 | 20.23% | -7080 | 172.078
18300 | 3692.4673 | 20.18% | -7070 | 171.4624
18400 | 3703.4227 | 20.13% | -7060 | 170.8485
18500 | 3714.3399 | 20.08% | -7050 | 170.2361
18600 | 3725.2191 | 20.03% | -7040 | 169.6253
18700 | 3736.0609 | 19.98% | -7030 | 169.0161
18800 | 3746.8654 | 19.93% | -7020 | 168.4085
18900 | 3757.6331 | 19.88% | -7010 | 167.8025
19000 | 3768.3642 | 19.83% | -7000 | 167.1981
19100 | 3779.0591 | 19.79% | -6990 | 166.5952
19200 | 3789.7181 | 19.74% | -6980 | 165.994
19300 | 3800.3415 | 19.69% | -6970 | 165.3943
19400 | 3810.9296 | 19.64% | -6960 | 164.7962
19500 | 3821.4827 | 19.6% | -6950 | 164.1996
19600 | 3832.0012 | 19.55% | -6940 | 163.6047
19700 | 3842.4853 | 19.51% | -6930 | 163.0113
19800 | 3852.9353 | 19.46% | -6920 | 162.4194
19900 | 3863.3515 | 19.41% | -6910 | 161.8292
20000 | 3873.7342 | 19.37% | -6900 | 161.2405
20100 | 3884.0836 | 19.32% | -6890 | 160.6533
20200 | 3894.4001 | 19.28% | -6880 | 160.0678
20300 | 3904.684 | 19.23% | -6870 | 159.4837
20400 | 3914.9354 | 19.19% | -6860 | 158.9013
20500 | 3925.1546 | 19.15% | -6850 | 158.3204
20600 | 3935.342 | 19.1% | -6840 | 157.741
20700 | 3945.4977 | 19.06% | -6830 | 157.1632
20800 | 3955.6221 | 19.02% | -6820 | 156.5869
20900 | 3965.7154 | 18.97% | -6810 | 156.0122
21000 | 3975.7777 | 18.93% | -6800 | 155.439
21100 | 3985.8095 | 18.89% | -6790 | 154.8674
21200 | 3995.8109 | 18.85% | -6780 | 154.2973
21300 | 4005.7821 | 18.81% | -6770 | 153.7288
21400 | 4015.7235 | 18.77% | -6760 | 153.1617
21500 | 4025.6351 | 18.72% | -6750 | 152.5962
21600 | 4035.5174 | 18.68% | -6740 | 152.0323
21700 | 4045.3704 | 18.64% | -6730 | 151.4698
21800 | 4055.1944 | 18.6% | -6720 | 150.9089
21900 | 4064.9897 | 18.56% | -6710 | 150.3496
22000 | 4074.7564 | 18.52% | -6700 | 149.7917
22100 | 4084.4948 | 18.48% | -6690 | 149.2354
22200 | 4094.2051 | 18.44% | -6680 | 148.6805
22300 | 4103.8875 | 18.4% | -6670 | 148.1272
22400 | 4113.5422 | 18.36% | -6660 | 147.5754
22500 | 4123.1694 | 18.33% | -6650 | 147.0251
22600 | 4132.7693 | 18.29% | -6640 | 146.4764
22700 | 4142.3422 | 18.25% | -6630 | 145.9291
22800 | 4151.8881 | 18.21% | -6620 | 145.3833
22900 | 4161.4074 | 18.17% | -6610 | 144.8391
23000 | 4170.9002 | 18.13% | -6600 | 144.2963
23100 | 4180.3667 | 18.1% | -6590 | 143.7551
23200 | 4189.8071 | 18.06% | -6580 | 143.2153
23300 | 4199.2216 | 18.02% | -6570 | 142.677
23400 | 4208.6103 | 17.99% | -6560 | 142.1402
23500 | 4217.9735 | 17.95% | -6550 | 141.6049
23600 | 4227.3114 | 17.91% | -6540 | 141.0711
23700 | 4236.624 | 17.88% | -6530 | 140.5388
23800 | 4245.9117 | 17.84% | -6520 | 140.008
23900 | 4255.1745 | 17.8% | -6510 | 139.4786
24000 | 4264.4126 | 17.77% | -6500 | 138.9507
24100 | 4273.6263 | 17.73% | -6490 | 138.4243
24200 | 4282.8157 | 17.7% | -6480 | 137.8994
24300 | 4291.9809 | 17.66% | -6470 | 137.3759
24400 | 4301.1221 | 17.63% | -6460 | 136.8539
24500 | 4310.2395 | 17.59% | -6450 | 136.3334
24600 | 4319.3332 | 17.56% | -6440 | 135.8143
24700 | 4328.4034 | 17.52% | -6430 | 135.2967
24800 | 4337.4503 | 17.49% | -6420 | 134.7806
24900 | 4346.474 | 17.46% | -6410 | 134.2659
25000 | 4355.4747 | 17.42% | -6400 | 133.7526
25100 | 4364.4526 | 17.39% | -6390 | 133.2409
25200 | 4373.4077 | 17.35% | -6380 | 132.7305
25300 | 4382.3402 | 17.32% | -6370 | 132.2217
25400 | 4391.2503 | 17.29% | -6360 | 131.7142
25500 | 4400.1381 | 17.26% | -6350 | 131.2082
25600 | 4409.0038 | 17.22% | -6340 | 130.7037
25700 | 4417.8476 | 17.19% | -6330 | 130.2006
25800 | 4426.6695 | 17.16% | -6320 | 129.6989
25900 | 4435.4697 | 17.13% | -6310 | 129.1986
26000 | 4444.2483 | 17.09% | -6300 | 128.6998
26100 | 4453.0055 | 17.06% | -6290 | 128.2025
26200 | 4461.7414 | 17.03% | -6280 | 127.7065
26300 | 4470.4562 | 17% | -6270 | 127.212
26400 | 4479.15 | 16.97% | -6260 | 126.7189
26500 | 4487.8229 | 16.94% | -6250 | 126.2272
26600 | 4496.475 | 16.9% | -6240 | 125.7369
26700 | 4505.1065 | 16.87% | -6230 | 125.2481
26800 | 4513.7175 | 16.84% | -6220 | 124.7606
26900 | 4522.3082 | 16.81% | -6210 | 124.2746
27000 | 4530.8786 | 16.78% | -6200 | 123.79
27100 | 4539.4289 | 16.75% | -6190 | 123.3068
27200 | 4547.9593 | 16.72% | -6180 | 122.8249
27300 | 4556.4697 | 16.69% | -6170 | 122.3445
27400 | 4564.9605 | 16.66% | -6160 | 121.8655
27500 | 4573.4316 | 16.63% | -6150 | 121.3879
27600 | 4581.8832 | 16.6% | -6140 | 120.9117
27700 | 4590.3154 | 16.57% | -6130 | 120.4369
27800 | 4598.7283 | 16.54% | -6120 | 119.9634
27900 | 4607.1221 | 16.51% | -6110 | 119.4914
28000 | 4615.4968 | 16.48% | -6100 | 119.0207
28100 | 4623.8526 | 16.45% | -6090 | 118.5514
28200 | 4632.1896 | 16.43% | -6080 | 118.0835
28300 | 4640.5079 | 16.4% | -6070 | 117.617
28400 | 4648.8076 | 16.37% | -6060 | 117.1518
28500 | 4657.0889 | 16.34% | -6050 | 116.688
28600 | 4665.3517 | 16.31% | -6040 | 116.2256
28700 | 4673.5963 | 16.28% | -6030 | 115.7646
28800 | 4681.8227 | 16.26% | -6020 | 115.3049
28900 | 4690.0311 | 16.23% | -6010 | 114.8466
29000 | 4698.2215 | 16.2% | -6000 | 114.3896
29100 | 4706.3941 | 16.17% | -5990 | 113.934
29200 | 4714.5489 | 16.15% | -5980 | 113.4798
29300 | 4722.686 | 16.12% | -5970 | 113.0269
29400 | 4730.8057 | 16.09% | -5960 | 112.5754
29500 | 4738.9078 | 16.06% | -5950 | 112.1252
29600 | 4746.9927 | 16.04% | -5940 | 111.6763
29700 | 4755.0602 | 16.01% | -5930 | 111.2288
29800 | 4763.1107 | 15.98% | -5920 | 110.7827
29900 | 4771.144 | 15.96% | -5910 | 110.3379
30000 | 4779.1604 | 15.93% | -5900 | 109.8944
30100 | 4787.16 | 15.9% | -5890 | 109.4522
30200 | 4795.1427 | 15.88% | -5880 | 109.0114
30300 | 4803.1088 | 15.85% | -5870 | 108.5719
30400 | 4811.0583 | 15.83% | -5860 | 108.1338
30500 | 4818.9913 | 15.8% | -5850 | 107.6969
30600 | 4826.9079 | 15.77% | -5840 | 107.2614
30700 | 4834.8082 | 15.75% | -5830 | 106.8272
30800 | 4842.6922 | 15.72% | -5820 | 106.3943
30900 | 4850.5601 | 15.7% | -5810 | 105.9628
31000 | 4858.4119 | 15.67% | -5800 | 105.5325
31100 | 4866.2478 | 15.65% | -5790 | 105.1036
31200 | 4874.0678 | 15.62% | -5780 | 104.6759
31300 | 4881.8719 | 15.6% | -5770 | 104.2496
31400 | 4889.6604 | 15.57% | -5760 | 103.8246
31500 | 4897.4332 | 15.55% | -5750 | 103.4009
31600 | 4905.1905 | 15.52% | -5740 | 102.9784
31700 | 4912.9323 | 15.5% | -5730 | 102.5573
31800 | 4920.6587 | 15.47% | -5720 | 102.1374
31900 | 4928.3698 | 15.45% | -5710 | 101.7189
32000 | 4936.0657 | 15.43% | -5700 | 101.3016
32100 | 4943.7465 | 15.4% | -5690 | 100.8856
32200 | 4951.4121 | 15.38% | -5680 | 100.4709
32300 | 4959.0628 | 15.35% | -5670 | 100.0575
32400 | 4966.6986 | 15.33% | -5660 | 99.6454
32500 | 4974.3195 | 15.31% | -5650 | 99.2345
32600 | 4981.9257 | 15.28% | -5640 | 98.8249
32700 | 4989.5172 | 15.26% | -5630 | 98.4166
32800 | 4997.094 | 15.24% | -5620 | 98.0096
32900 | 5004.6564 | 15.21% | -5610 | 97.6038
33000 | 5012.2042 | 15.19% | -5600 | 97.1993
33100 | 5019.7377 | 15.17% | -5590 | 96.796
33200 | 5027.2569 | 15.14% | -5580 | 96.394
33300 | 5034.7618 | 15.12% | -5570 | 95.9933
33400 | 5042.2525 | 15.1% | -5560 | 95.5938
33500 | 5049.7292 | 15.07% | -5550 | 95.1955
33600 | 5057.1918 | 15.05% | -5540 | 94.7985
33700 | 5064.6404 | 15.03% | -5530 | 94.4028
33800 | 5072.0751 | 15.01% | -5520 | 94.0083
33900 | 5079.496 | 14.98% | -5510 | 93.615
34000 | 5086.9032 | 14.96% | -5500 | 93.223
34100 | 5094.2966 | 14.94% | -5490 | 92.8322
34200 | 5101.6765 | 14.92% | -5480 | 92.4427
34300 | 5109.0427 | 14.9% | -5470 | 92.0543
34400 | 5116.3955 | 14.87% | -5460 | 91.6672
34500 | 5123.7348 | 14.85% | -5450 | 91.2814
34600 | 5131.0608 | 14.83% | -5440 | 90.8967
34700 | 5138.3735 | 14.81% | -5430 | 90.5133
34800 | 5145.6729 | 14.79% | -5420 | 90.1311
34900 | 5152.9592 | 14.76% | -5410 | 89.7501
35000 | 5160.2323 | 14.74% | -5400 | 89.3704
35100 | 5167.4924 | 14.72% | -5390 | 88.9918
35200 | 5174.7395 | 14.7% | -5380 | 88.6145
35300 | 5181.9737 | 14.68% | -5370 | 88.2383
35400 | 5189.195 | 14.66% | -5360 | 87.8634
35500 | 5196.4036 | 14.64% | -5350 | 87.4897
35600 | 5203.5993 | 14.62% | -5340 | 87.1171
35700 | 5210.7824 | 14.6% | -5330 | 86.7458
35800 | 5217.9529 | 14.58% | -5320 | 86.3756
35900 | 5225.1107 | 14.55% | -5310 | 86.0067
36000 | 5232.2561 | 14.53% | -5300 | 85.6389
36100 | 5239.389 | 14.51% | -5290 | 85.2724
36200 | 5246.5096 | 14.49% | -5280 | 84.907
36300 | 5253.6178 | 14.47% | -5270 | 84.5428
36400 | 5260.7137 | 14.45% | -5260 | 84.1798
36500 | 5267.7973 | 14.43% | -5250 | 83.8179
36600 | 5274.8688 | 14.41% | -5240 | 83.4573
36700 | 5281.9282 | 14.39% | -5230 | 83.0978
36800 | 5288.9756 | 14.37% | -5220 | 82.7394
36900 | 5296.0109 | 14.35% | -5210 | 82.3823
37000 | 5303.0342 | 14.33% | -5200 | 82.0263
37100 | 5310.0457 | 14.31% | -5190 | 81.6715
37200 | 5317.0453 | 14.29% | -5180 | 81.3178
37300 | 5324.0332 | 14.27% | -5170 | 80.9653
37400 | 5331.0092 | 14.25% | -5160 | 80.614
37500 | 5337.9736 | 14.23% | -5150 | 80.2638
37600 | 5344.9264 | 14.22% | -5140 | 79.9147
37700 | 5351.8676 | 14.2% | -5130 | 79.5668
37800 | 5358.7972 | 14.18% | -5120 | 79.2201
37900 | 5365.7154 | 14.16% | -5110 | 78.8745
38000 | 5372.6221 | 14.14% | -5100 | 78.53
38100 | 5379.5174 | 14.12% | -5090 | 78.1867
38200 | 5386.4014 | 14.1% | -5080 | 77.8445
38300 | 5393.2741 | 14.08% | -5070 | 77.5034
38400 | 5400.1356 | 14.06% | -5060 | 77.1635
38500 | 5406.9858 | 14.04% | -5050 | 76.8247
38600 | 5413.825 | 14.03% | -5040 | 76.4871
38700 | 5420.653 | 14.01% | -5030 | 76.1505
38800 | 5427.47 | 13.99% | -5020 | 75.8151
38900 | 5434.276 | 13.97% | -5010 | 75.4808
39000 | 5441.0711 | 13.95% | -5000 | 75.1476
39100 | 5447.8552 | 13.93% | -4990 | 74.8156
39200 | 5454.6285 | 13.91% | -4980 | 74.4846
39300 | 5461.3909 | 13.9% | -4970 | 74.1548
39400 | 5468.1426 | 13.88% | -4960 | 73.8261
39500 | 5474.8836 | 13.86% | -4950 | 73.4984
39600 | 5481.6139 | 13.84% | -4940 | 73.1719
39700 | 5488.3335 | 13.82% | -4930 | 72.8465
39800 | 5495.0426 | 13.81% | -4920 | 72.5222
39900 | 5501.7411 | 13.79% | -4910 | 72.199
40000 | 5508.4291 | 13.77% | -4900 | 71.8768
40100 | 5515.1067 | 13.75% | -4890 | 71.5558
40200 | 5521.7738 | 13.74% | -4880 | 71.2358
40300 | 5528.4306 | 13.72% | -4870 | 70.917
40400 | 5535.0771 | 13.7% | -4860 | 70.5992
40500 | 5541.7132 | 13.68% | -4850 | 70.2825
40600 | 5548.3391 | 13.67% | -4840 | 69.9669
40700 | 5554.9548 | 13.65% | -4830 | 69.6523
40800 | 5561.5603 | 13.63% | -4820 | 69.3389
40900 | 5568.1557 | 13.61% | -4810 | 69.0265
41000 | 5574.7411 | 13.6% | -4800 | 68.7152
41100 | 5581.3163 | 13.58% | -4790 | 68.4049
41200 | 5587.8816 | 13.56% | -4780 | 68.0957
41300 | 5594.4369 | 13.55% | -4770 | 67.7876
41400 | 5600.9823 | 13.53% | -4760 | 67.4805
41500 | 5607.5179 | 13.51% | -4750 | 67.1745
41600 | 5614.0435 | 13.5% | -4740 | 66.8696
41700 | 5620.5594 | 13.48% | -4730 | 66.5657
41800 | 5627.0655 | 13.46% | -4720 | 66.2628
41900 | 5633.5619 | 13.45% | -4710 | 65.961
42000 | 5640.0486 | 13.43% | -4700 | 65.6603
42100 | 5646.5256 | 13.41% | -4690 | 65.3606
42200 | 5652.993 | 13.4% | -4680 | 65.0619
42300 | 5659.4509 | 13.38% | -4670 | 64.7643
42400 | 5665.8992 | 13.36% | -4660 | 64.4677
42500 | 5672.338 | 13.35% | -4650 | 64.1721
42600 | 5678.7674 | 13.33% | -4640 | 63.8776
42700 | 5685.1873 | 13.31% | -4630 | 63.5841
42800 | 5691.5978 | 13.3% | -4620 | 63.2917
42900 | 5697.999 | 13.28% | -4610 | 63.0002
43000 | 5704.3909 | 13.27% | -4600 | 62.7098
43100 | 5710.7734 | 13.25% | -4590 | 62.4204
43200 | 5717.1467 | 13.23% | -4580 | 62.1321
43300 | 5723.5109 | 13.22% | -4570 | 61.8447
43400 | 5729.8658 | 13.2% | -4560 | 61.5584
43500 | 5736.2116 | 13.19% | -4550 | 61.273
43600 | 5742.5482 | 13.17% | -4540 | 60.9887
43700 | 5748.8758 | 13.16% | -4530 | 60.7054
43800 | 5755.1944 | 13.14% | -4520 | 60.4231
43900 | 5761.504 | 13.12% | -4510 | 60.1418
44000 | 5767.8045 | 13.11% | -4500 | 59.8615
44100 | 5774.0962 | 13.09% | -4490 | 59.5822
44200 | 5780.3789 | 13.08% | -4480 | 59.3039
44300 | 5786.6528 | 13.06% | -4470 | 59.0265
44400 | 5792.9178 | 13.05% | -4460 | 58.7502
44500 | 5799.174 | 13.03% | -4450 | 58.4749
44600 | 5805.4215 | 13.02% | -4440 | 58.2005
44700 | 5811.6602 | 13% | -4430 | 57.9271
44800 | 5817.8902 | 12.99% | -4420 | 57.6548
44900 | 5824.1115 | 12.97% | -4410 | 57.3834
45000 | 5830.3241 | 12.96% | -4400 | 57.1129
45100 | 5836.5282 | 12.94% | -4390 | 56.8435
45200 | 5842.7236 | 12.93% | -4380 | 56.575
45300 | 5848.9105 | 12.91% | -4370 | 56.3075
45400 | 5855.0889 | 12.9% | -4360 | 56.0409
45500 | 5861.2588 | 12.88% | -4350 | 55.7753
45600 | 5867.4202 | 12.87% | -4340 | 55.5107
45700 | 5873.5732 | 12.85% | -4330 | 55.2471
45800 | 5879.7178 | 12.84% | -4320 | 54.9844
45900 | 5885.8541 | 12.82% | -4310 | 54.7226
46000 | 5891.982 | 12.81% | -4300 | 54.4619
46100 | 5898.1015 | 12.79% | -4290 | 54.202
46200 | 5904.2128 | 12.78% | -4280 | 53.9431
46300 | 5910.3159 | 12.77% | -4270 | 53.6852
46400 | 5916.4107 | 12.75% | -4260 | 53.4282
46500 | 5922.4973 | 12.74% | -4250 | 53.1722
46600 | 5928.5758 | 12.72% | -4240 | 52.9171
46700 | 5934.6461 | 12.71% | -4230 | 52.6629
46800 | 5940.7083 | 12.69% | -4220 | 52.4097
46900 | 5946.7625 | 12.68% | -4210 | 52.1574
47000 | 5952.8086 | 12.67% | -4200 | 51.906
47100 | 5958.8466 | 12.65% | -4190 | 51.6556
47200 | 5964.8767 | 12.64% | -4180 | 51.4061
47300 | 5970.8988 | 12.62% | -4170 | 51.1575
47400 | 5976.913 | 12.61% | -4160 | 50.9099
47500 | 5982.9192 | 12.6% | -4150 | 50.6631
47600 | 5988.9176 | 12.58% | -4140 | 50.4173
47700 | 5994.9081 | 12.57% | -4130 | 50.1724
47800 | 6000.8907 | 12.55% | -4120 | 49.9284
47900 | 6006.8656 | 12.54% | -4110 | 49.6853
48000 | 6012.8327 | 12.53% | -4100 | 49.4432
48100 | 6018.792 | 12.51% | -4090 | 49.2019
48200 | 6024.7437 | 12.5% | -4080 | 48.9616
48300 | 6030.6876 | 12.49% | -4070 | 48.7221
48400 | 6036.6238 | 12.47% | -4060 | 48.4836
48500 | 6042.5524 | 12.46% | -4050 | 48.2459
48600 | 6048.4734 | 12.45% | -4040 | 48.0092
48700 | 6054.3867 | 12.43% | -4030 | 47.7733
48800 | 6060.2925 | 12.42% | -4020 | 47.5384
48900 | 6066.1908 | 12.41% | -4010 | 47.3043
49000 | 6072.0815 | 12.39% | -4000 | 47.0711
49100 | 6077.9648 | 12.38% | -3990 | 46.8388
49200 | 6083.8405 | 12.37% | -3980 | 46.6074
49300 | 6089.7089 | 12.35% | -3970 | 46.3768
49400 | 6095.5698 | 12.34% | -3960 | 46.1472
49500 | 6101.4233 | 12.33% | -3950 | 45.9184
49600 | 6107.2694 | 12.31% | -3940 | 45.6905
49700 | 6113.1082 | 12.3% | -3930 | 45.4634
49800 | 6118.9396 | 12.29% | -3920 | 45.2373
49900 | 6124.7638 | 12.27% | -3910 | 45.012
50000 | 6130.5807 | 12.26% | -3900 | 44.7875
50100 | 6136.3903 | 12.25% | -3890 | 44.564
50200 | 6142.1927 | 12.24% | -3880 | 44.3413
50300 | 6147.9879 | 12.22% | -3870 | 44.1194
50400 | 6153.7759 | 12.21% | -3860 | 43.8984
50500 | 6159.5568 | 12.2% | -3850 | 43.6783
50600 | 6165.3305 | 12.18% | -3840 | 43.459
50700 | 6171.0971 | 12.17% | -3830 | 43.2406
50800 | 6176.8567 | 12.16% | -3820 | 43.023
50900 | 6182.6091 | 12.15% | -3810 | 42.8062
51000 | 6188.3545 | 12.13% | -3800 | 42.5903
51100 | 6194.0929 | 12.12% | -3790 | 42.3753
51200 | 6199.8243 | 12.11% | -3780 | 42.1611
51300 | 6205.5487 | 12.1% | -3770 | 41.9477
51400 | 6211.2661 | 12.08% | -3760 | 41.7352
51500 | 6216.9766 | 12.07% | -3750 | 41.5235
51600 | 6222.6803 | 12.06% | -3740 | 41.3126
51700 | 6228.377 | 12.05% | -3730 | 41.1025
51800 | 6234.0668 | 12.03% | -3720 | 40.8933
51900 | 6239.7498 | 12.02% | -3710 | 40.6849
52000 | 6245.426 | 12.01% | -3700 | 40.4774
52100 | 6251.0954 | 12% | -3690 | 40.2706
52200 | 6256.7579 | 11.99% | -3680 | 40.0647
52300 | 6262.4138 | 11.97% | -3670 | 39.8596
52400 | 6268.0628 | 11.96% | -3660 | 39.6553
52500 | 6273.7052 | 11.95% | -3650 | 39.4518
52600 | 6279.3409 | 11.94% | -3640 | 39.2491
52700 | 6284.9699 | 11.93% | -3630 | 39.0472
52800 | 6290.5922 | 11.91% | -3620 | 38.8461
52900 | 6296.2079 | 11.9% | -3610 | 38.6459
53000 | 6301.8169 | 11.89% | -3600 | 38.4464
53100 | 6307.4194 | 11.88% | -3590 | 38.2478
53200 | 6313.0153 | 11.87% | -3580 | 38.0499
53300 | 6318.6047 | 11.85% | -3570 | 37.8528
53400 | 6324.1875 | 11.84% | -3560 | 37.6566
53500 | 6329.7638 | 11.83% | -3550 | 37.4611
53600 | 6335.3336 | 11.82% | -3540 | 37.2664
53700 | 6340.8969 | 11.81% | -3530 | 37.0725
53800 | 6346.4537 | 11.8% | -3520 | 36.8793
53900 | 6352.0041 | 11.78% | -3510 | 36.687
54000 | 6357.5481 | 11.77% | -3500 | 36.4954
54100 | 6363.0857 | 11.76% | -3490 | 36.3046
54200 | 6368.617 | 11.75% | -3480 | 36.1146
54300 | 6374.1418 | 11.74% | -3470 | 35.9254
54400 | 6379.6603 | 11.73% | -3460 | 35.7369
54500 | 6385.1725 | 11.72% | -3450 | 35.5493
54600 | 6390.6784 | 11.7% | -3440 | 35.3623
54700 | 6396.178 | 11.69% | -3430 | 35.1762
54800 | 6401.6713 | 11.68% | -3420 | 34.9908
54900 | 6407.1584 | 11.67% | -3410 | 34.8062
55000 | 6412.6393 | 11.66% | -3400 | 34.6223
55100 | 6418.1139 | 11.65% | -3390 | 34.4392
55200 | 6423.5823 | 11.64% | -3380 | 34.2568
55300 | 6429.0446 | 11.63% | -3370 | 34.0752
55400 | 6434.5007 | 11.61% | -3360 | 33.8943
55500 | 6439.9507 | 11.6% | -3350 | 33.7142
55600 | 6445.3945 | 11.59% | -3340 | 33.5349
55700 | 6450.8323 | 11.58% | -3330 | 33.3563
55800 | 6456.2639 | 11.57% | -3320 | 33.1784
55900 | 6461.6895 | 11.56% | -3310 | 33.0013
56000 | 6467.1091 | 11.55% | -3300 | 32.8249
56100 | 6472.5226 | 11.54% | -3290 | 32.6492
56200 | 6477.93 | 11.53% | -3280 | 32.4743
56300 | 6483.3315 | 11.52% | -3270 | 32.3001
56400 | 6488.727 | 11.5% | -3260 | 32.1267
56500 | 6494.1166 | 11.49% | -3250 | 31.954
56600 | 6499.5002 | 11.48% | -3240 | 31.782
56700 | 6504.8778 | 11.47% | -3230 | 31.6107
56800 | 6510.2496 | 11.46% | -3220 | 31.4401
56900 | 6515.6154 | 11.45% | -3210 | 31.2703
57000 | 6520.9754 | 11.44% | -3200 | 31.1012
57100 | 6526.3295 | 11.43% | -3190 | 30.9328
57200 | 6531.6778 | 11.42% | -3180 | 30.7651
57300 | 6537.0202 | 11.41% | -3170 | 30.5982
57400 | 6542.3568 | 11.4% | -3160 | 30.4319
57500 | 6547.6876 | 11.39% | -3150 | 30.2664
57600 | 6553.0127 | 11.38% | -3140 | 30.1015
57700 | 6558.3319 | 11.37% | -3130 | 29.9374
57800 | 6563.6455 | 11.36% | -3120 | 29.7739
57900 | 6568.9532 | 11.35% | -3110 | 29.6112
58000 | 6574.2553 | 11.33% | -3100 | 29.4492
58100 | 6579.5517 | 11.32% | -3090 | 29.2878
58200 | 6584.8424 | 11.31% | -3080 | 29.1272
58300 | 6590.1274 | 11.3% | -3070 | 28.9672
58400 | 6595.4067 | 11.29% | -3060 | 28.808
58500 | 6600.6805 | 11.28% | -3050 | 28.6494
58600 | 6605.9486 | 11.27% | -3040 | 28.4915
58700 | 6611.2111 | 11.26% | -3030 | 28.3343
58800 | 6616.468 | 11.25% | -3020 | 28.1778
58900 | 6621.7193 | 11.24% | -3010 | 28.022
59000 | 6626.9651 | 11.23% | -3000 | 27.8668
59100 | 6632.2053 | 11.22% | -2990 | 27.7123
59200 | 6637.44 | 11.21% | -2980 | 27.5585
59300 | 6642.6691 | 11.2% | -2970 | 27.4054
59400 | 6647.8928 | 11.19% | -2960 | 27.2529
59500 | 6653.111 | 11.18% | -2950 | 27.1011
59600 | 6658.3237 | 11.17% | -2940 | 26.95
59700 | 6663.5309 | 11.16% | -2930 | 26.7995
59800 | 6668.7328 | 11.15% | -2920 | 26.6497
59900 | 6673.9291 | 11.14% | -2910 | 26.5006
60000 | 6679.1201 | 11.13% | -2900 | 26.3521
60100 | 6684.3057 |  | -2890 | 26.2043
60200 | 6689.4859 |  | -2880 | 26.0571
60300 | 6694.6607 |  | -2870 | 25.9106
60400 | 6699.8302 |  | -2860 | 25.7647
60500 | 6704.9943 |  | -2850 | 25.6195
60600 | 6710.1531 |  | -2840 | 25.4749
60700 | 6715.3066 |  | -2830 | 25.331
60800 | 6720.4548 |  | -2820 | 25.1877
60900 | 6725.5977 |  | -2810 | 25.0451
61000 | 6730.7353 |  | -2800 | 24.9031
61100 | 6735.8677 |  | -2790 | 24.7617
61200 | 6740.9949 |  | -2780 | 24.621
61300 | 6746.1168 |  | -2770 | 24.4809
61400 | 6751.2335 |  | -2760 | 24.3414
61500 | 6756.345 |  | -2750 | 24.2026
61600 | 6761.4513 |  | -2740 | 24.0644
61700 | 6766.5524 |  | -2730 | 23.9268
61800 | 6771.6484 |  | -2720 | 23.7898
61900 | 6776.7392 |  | -2710 | 23.6535
62000 | 6781.8249 |  | -2700 | 23.5178
62100 | 6786.9055 |  | -2690 | 23.3827
62200 | 6791.981 |  | -2680 | 23.2482
62300 | 6797.0514 |  | -2670 | 23.1144
62400 | 6802.1167 |  | -2660 | 22.9811
62500 | 6807.1769 |  | -2650 | 22.8485
62600 | 6812.2321 |  | -2640 | 22.7164
62700 | 6817.2822 |  | -2630 | 22.585
62800 | 6822.3273 |  | -2620 | 22.4542
62900 | 6827.3674 |  | -2610 | 22.3239
63000 | 6832.4025 |  | -2600 | 22.1943
63100 | 6837.4326 |  | -2590 | 22.0653
63200 | 6842.4577 |  | -2580 | 21.9369
63300 | 6847.4778 |  | -2570 | 21.809
63400 | 6852.493 |  | -2560 | 21.6818
63500 | 6857.5033 |  | -2550 | 21.5552
63600 | 6862.5086 |  | -2540 | 21.4291
63700 | 6867.509 |  | -2530 | 21.3036
63800 | 6872.5046 |  | -2520 | 21.1787
63900 | 6877.4952 |  | -2510 | 21.0544
64000 | 6882.4809 |  | -2500 | 20.9307
64100 | 6887.4618 |  | -2490 | 20.8076
64200 | 6892.4379 |  | -2480 | 20.685
64300 | 6897.4091 |  | -2470 | 20.5631
64400 | 6902.3754 |  | -2460 | 20.4416
64500 | 6907.337 |  | -2450 | 20.3208
64600 | 6912.2937 |  | -2440 | 20.2005
64700 | 6917.2457 |  | -2430 | 20.0808
64800 | 6922.1928 |  | -2420 | 19.9617
64900 | 6927.1352 |  | -2410 | 19.8432
65000 | 6932.0729 |  | -2400 | 19.7252
65100 | 6937.0058 |  | -2390 | 19.6077
65200 | 6941.9339 |  | -2380 | 19.4908
65300 | 6946.8574 |  | -2370 | 19.3745
65400 | 6951.7761 |  | -2360 | 19.2588
65500 | 6956.6901 |  | -2350 | 19.1435
65600 | 6961.5995 |  | -2340 | 19.0289
65700 | 6966.5042 |  | -2330 | 18.9148
65800 | 6971.4042 |  | -2320 | 18.8012
65900 | 6976.2995 |  | -2310 | 18.6882
66000 | 6981.1902 |  | -2300 | 18.5757
66100 | 6986.0763 |  | -2290 | 18.4638
66200 | 6990.9578 |  | -2280 | 18.3524
66300 | 6995.8346 |  | -2270 | 18.2416
66400 | 7000.7069 |  | -2260 | 18.1313
66500 | 7005.5745 |  | -2250 | 18.0215
66600 | 7010.4376 |  | -2240 | 17.9123
66700 | 7015.2962 |  | -2230 | 17.8036
66800 | 7020.1501 |  | -2220 | 17.6954
66900 | 7024.9996 |  | -2210 | 17.5877
67000 | 7029.8445 |  | -2200 | 17.4806
67100 | 7034.6849 |  | -2190 | 17.374
67200 | 7039.5207 |  | -2180 | 17.268
67300 | 7044.3521 |  | -2170 | 17.1624
67400 | 7049.179 |  | -2160 | 17.0574
67500 | 7054.0014 |  | -2150 | 16.9529
67600 | 7058.8194 |  | -2140 | 16.8489
67700 | 7063.6329 |  | -2130 | 16.7454
67800 | 7068.4419 |  | -2120 | 16.6424
67900 | 7073.2465 |  | -2110 | 16.5399
68000 | 7078.0467 |  | -2100 | 16.438
68100 | 7082.8425 |  | -2090 | 16.3366
68200 | 7087.6339 |  | -2080 | 16.2356
68300 | 7092.4208 |  | -2070 | 16.1352
68400 | 7097.2034 |  | -2060 | 16.0352
68500 | 7101.9817 |  | -2050 | 15.9358
68600 | 7106.7555 |  | -2040 | 15.8369
68700 | 7111.525 |  | -2030 | 15.7384
68800 | 7116.2902 |  | -2020 | 15.6405
68900 | 7121.051 |  | -2010 | 15.543
69000 | 7125.8075 |  | -2000 | 15.4461
69100 | 7130.5597 |  | -1990 | 15.3496
69200 | 7135.3076 |  | -1980 | 15.2536
69300 | 7140.0513 |  | -1970 | 15.1581
69400 | 7144.7906 |  | -1960 | 15.0631
69500 | 7149.5256 |  | -1950 | 14.9686
69600 | 7154.2564 |  | -1940 | 14.8745
69700 | 7158.983 |  | -1930 | 14.781
69800 | 7163.7053 |  | -1920 | 14.6879
69900 | 7168.4233 |  | -1910 | 14.5952
70000 | 7173.1372 |  | -1900 | 14.5031
|  |  | -1890 | 14.4114
|  |  | -1880 | 14.3202
|  |  | -1870 | 14.2295
|  |  | -1860 | 14.1392
|  |  | -1850 | 14.0494
|  |  | -1840 | 13.9601
|  |  | -1830 | 13.8712
|  |  | -1820 | 13.7828
|  |  | -1810 | 13.6948
|  |  | -1800 | 13.6073
|  |  | -1790 | 13.5203
|  |  | -1780 | 13.4337
|  |  | -1770 | 13.3475
|  |  | -1760 | 13.2618
|  |  | -1750 | 13.1766
|  |  | -1740 | 13.0918
|  |  | -1730 | 13.0075
|  |  | -1720 | 12.9235
|  |  | -1710 | 12.8401
|  |  | -1700 | 12.757
|  |  | -1690 | 12.6745
|  |  | -1680 | 12.5923
|  |  | -1670 | 12.5106
|  |  | -1660 | 12.4293
|  |  | -1650 | 12.3484
|  |  | -1640 | 12.268
|  |  | -1630 | 12.188
|  |  | -1620 | 12.1084
|  |  | -1610 | 12.0293
|  |  | -1600 | 11.9506
|  |  | -1590 | 11.8723
|  |  | -1580 | 11.7944
|  |  | -1570 | 11.7169
|  |  | -1560 | 11.6399
|  |  | -1550 | 11.5632
|  |  | -1540 | 11.487
|  |  | -1530 | 11.4112
|  |  | -1520 | 11.3358
|  |  | -1510 | 11.2608
|  |  | -1500 | 11.1862
|  |  | -1490 | 11.1121
|  |  | -1480 | 11.0383
|  |  | -1470 | 10.9649
|  |  | -1460 | 10.8919
|  |  | -1450 | 10.8194
|  |  | -1440 | 10.7472
|  |  | -1430 | 10.6754
|  |  | -1420 | 10.604
|  |  | -1410 | 10.533
|  |  | -1400 | 10.4624
|  |  | -1390 | 10.3922
|  |  | -1380 | 10.3224
|  |  | -1370 | 10.253
|  |  | -1360 | 10.1839
|  |  | -1350 | 10.1152
|  |  | -1340 | 10.0469
|  |  | -1330 | 9.979
|  |  | -1320 | 9.9115
|  |  | -1310 | 9.8444
|  |  | -1300 | 9.7776
|  |  | -1290 | 9.7112
|  |  | -1280 | 9.6451
|  |  | -1270 | 9.5795
|  |  | -1260 | 9.5142
|  |  | -1250 | 9.4493
|  |  | -1240 | 9.3847
|  |  | -1230 | 9.3205
|  |  | -1220 | 9.2567
|  |  | -1210 | 9.1932
|  |  | -1200 | 9.1301
|  |  | -1190 | 9.0673
|  |  | -1180 | 9.0049
|  |  | -1170 | 8.9429
|  |  | -1160 | 8.8812
|  |  | -1150 | 8.8199
|  |  | -1140 | 8.7589
|  |  | -1130 | 8.6982
|  |  | -1120 | 8.638
|  |  | -1110 | 8.578
|  |  | -1100 | 8.5184
|  |  | -1090 | 8.4592
|  |  | -1080 | 8.4003
|  |  | -1070 | 8.3417
|  |  | -1060 | 8.2835
|  |  | -1050 | 8.2256
|  |  | -1040 | 8.168
|  |  | -1030 | 8.1108
|  |  | -1020 | 8.0539
|  |  | -1010 | 7.9973
|  |  | -1000 | 7.9411
|  |  | -990 | 7.8852
|  |  | -980 | 7.8296
|  |  | -970 | 7.7744
|  |  | -960 | 7.7195
|  |  | -950 | 7.6649
|  |  | -940 | 7.6106
|  |  | -930 | 7.5566
|  |  | -920 | 7.503
|  |  | -910 | 7.4497
|  |  | -900 | 7.3967
|  |  | -890 | 7.344
|  |  | -880 | 7.2916
|  |  | -870 | 7.2395
|  |  | -860 | 7.1878
|  |  | -850 | 7.1363
|  |  | -840 | 7.0852
|  |  | -830 | 7.0344
|  |  | -820 | 6.9838
|  |  | -810 | 6.9336
|  |  | -800 | 6.8837
|  |  | -790 | 6.8341
|  |  | -780 | 6.7847
|  |  | -770 | 6.7357
|  |  | -760 | 6.687
|  |  | -750 | 6.6385
|  |  | -740 | 6.5904
|  |  | -730 | 6.5426
|  |  | -720 | 6.495
|  |  | -710 | 6.4477
|  |  | -700 | 6.4007
|  |  | -690 | 6.354
|  |  | -680 | 6.3076
|  |  | -670 | 6.2615
|  |  | -660 | 6.2157
|  |  | -650 | 6.1701
|  |  | -640 | 6.1248
|  |  | -630 | 6.0798
|  |  | -620 | 6.0351
|  |  | -610 | 5.9907
|  |  | -600 | 5.9465
|  |  | -590 | 5.9026
|  |  | -580 | 5.859
|  |  | -570 | 5.8156
|  |  | -560 | 5.7725
|  |  | -550 | 5.7297
|  |  | -540 | 5.6872
|  |  | -530 | 5.6449
|  |  | -520 | 5.6029
|  |  | -510 | 5.5611
|  |  | -500 | 5.5196
|  |  | -490 | 5.4784
|  |  | -480 | 5.4374
|  |  | -470 | 5.3967
|  |  | -460 | 5.3562
|  |  | -450 | 5.316
|  |  | -440 | 5.2761
|  |  | -430 | 5.2364
|  |  | -420 | 5.197
|  |  | -410 | 5.1578
|  |  | -400 | 5.1188
|  |  | -390 | 5.0801
|  |  | -380 | 5.0417
|  |  | -370 | 5.0035
|  |  | -360 | 4.9655
|  |  | -350 | 4.9278
|  |  | -340 | 4.8903
|  |  | -330 | 4.8531
|  |  | -320 | 4.8161
|  |  | -310 | 4.7794
|  |  | -300 | 4.7429
|  |  | -290 | 4.7066
|  |  | -280 | 4.6705
|  |  | -270 | 4.6347
|  |  | -260 | 4.5991
|  |  | -250 | 4.5638
|  |  | -240 | 4.5287
|  |  | -230 | 4.4938
|  |  | -220 | 4.4591
|  |  | -210 | 4.4247
|  |  | -200 | 4.3905
|  |  | -190 | 4.3565
|  |  | -180 | 4.3228
|  |  | -170 | 4.2892
|  |  | -160 | 4.2559
|  |  | -150 | 4.2228
|  |  | -140 | 4.1899
|  |  | -130 | 4.1573
|  |  | -120 | 4.1248
|  |  | -110 | 4.0926
|  |  | -100 | 4.0606
|  |  | -90 | 4.0288
|  |  | -80 | 3.9972
|  |  | -70 | 3.9658
|  |  | -60 | 3.9347
|  |  | -50 | 3.9037
|  |  | -40 | 3.8729
|  |  | -30 | 3.8424
|  |  | -20 | 3.8121
|  |  | -10 | 3.7819
|  |  | 0 | 3.752
|  |  | 10 | 3.7223
|  |  | 20 | 3.6927
|  |  | 30 | 3.6634
|  |  | 40 | 3.6343
|  |  | 50 | 3.6053
|  |  | 60 | 3.5766
|  |  | 70 | 3.548
|  |  | 80 | 3.5197
|  |  | 90 | 3.4915
|  |  | 100 | 3.4636
|  |  | 110 | 3.4358
|  |  | 120 | 3.4082
|  |  | 130 | 3.3808
|  |  | 140 | 3.3536
|  |  | 150 | 3.3266
|  |  | 160 | 3.2998
|  |  | 170 | 3.2732
|  |  | 180 | 3.2467
|  |  | 190 | 3.2204
|  |  | 200 | 3.1943
|  |  | 210 | 3.1684
|  |  | 220 | 3.1427
|  |  | 230 | 3.1171
|  |  | 240 | 3.0917
|  |  | 250 | 3.0665
|  |  | 260 | 3.0415
|  |  | 270 | 3.0167
|  |  | 280 | 2.992
|  |  | 290 | 2.9675
|  |  | 300 | 2.9432
|  |  | 310 | 2.919
|  |  | 320 | 2.895
|  |  | 330 | 2.8712
|  |  | 340 | 2.8476
|  |  | 350 | 2.8241
|  |  | 360 | 2.8008
|  |  | 370 | 2.7776
|  |  | 380 | 2.7546
|  |  | 390 | 2.7318
|  |  | 400 | 2.7092
|  |  | 410 | 2.6867
|  |  | 420 | 2.6643
|  |  | 430 | 2.6421
|  |  | 440 | 2.6201
|  |  | 450 | 2.5983
|  |  | 460 | 2.5766
|  |  | 470 | 2.555
|  |  | 480 | 2.5336
|  |  | 490 | 2.5124
|  |  | 500 | 2.4913
|  |  | 510 | 2.4704
|  |  | 520 | 2.4496
|  |  | 530 | 2.429
|  |  | 540 | 2.4085
|  |  | 550 | 2.3882
|  |  | 560 | 2.368
|  |  | 570 | 2.3479
|  |  | 580 | 2.3281
|  |  | 590 | 2.3083
|  |  | 600 | 2.2887
|  |  | 610 | 2.2693
|  |  | 620 | 2.2499
|  |  | 630 | 2.2308
|  |  | 640 | 2.2118
|  |  | 650 | 2.1929
|  |  | 660 | 2.1741
|  |  | 670 | 2.1555
|  |  | 680 | 2.137
|  |  | 690 | 2.1187
|  |  | 700 | 2.1005
|  |  | 710 | 2.0824
|  |  | 720 | 2.0645
|  |  | 730 | 2.0467
|  |  | 740 | 2.0291
|  |  | 750 | 2.0115
|  |  | 760 | 1.9941
|  |  | 770 | 1.9769
|  |  | 780 | 1.9597
|  |  | 790 | 1.9427
|  |  | 800 | 1.9258
|  |  | 810 | 1.9091
|  |  | 820 | 1.8925
|  |  | 830 | 1.876
|  |  | 840 | 1.8596
|  |  | 850 | 1.8433
|  |  | 860 | 1.8272
|  |  | 870 | 1.8112
|  |  | 880 | 1.7953
|  |  | 890 | 1.7795
|  |  | 900 | 1.7639
|  |  | 910 | 1.7484
|  |  | 920 | 1.733
|  |  | 930 | 1.7177
|  |  | 940 | 1.7025
|  |  | 950 | 1.6875
|  |  | 960 | 1.6725
|  |  | 970 | 1.6577
|  |  | 980 | 1.643
|  |  | 990 | 1.6284
|  |  | 1000 | 1.6139
|  |  | 1010 | 1.5996
|  |  | 1020 | 1.5853
|  |  | 1030 | 1.5712
|  |  | 1040 | 1.5571
|  |  | 1050 | 1.5432
|  |  | 1060 | 1.5294
|  |  | 1070 | 1.5157
|  |  | 1080 | 1.5021
|  |  | 1090 | 1.4886
|  |  | 1100 | 1.4752
|  |  | 1110 | 1.4619
|  |  | 1120 | 1.4487
|  |  | 1130 | 1.4356
|  |  | 1140 | 1.4227
|  |  | 1150 | 1.4098
|  |  | 1160 | 1.397
|  |  | 1170 | 1.3844
|  |  | 1180 | 1.3718
|  |  | 1190 | 1.3593
|  |  | 1200 | 1.347
|  |  | 1210 | 1.3347
|  |  | 1220 | 1.3225
|  |  | 1230 | 1.3104
|  |  | 1240 | 1.2985
|  |  | 1250 | 1.2866
|  |  | 1260 | 1.2748
|  |  | 1270 | 1.2631
|  |  | 1280 | 1.2515
|  |  | 1290 | 1.24
|  |  | 1300 | 1.2286
|  |  | 1310 | 1.2173
|  |  | 1320 | 1.206
|  |  | 1330 | 1.1949
|  |  | 1340 | 1.1838
|  |  | 1350 | 1.1729
|  |  | 1360 | 1.162
|  |  | 1370 | 1.1512
|  |  | 1380 | 1.1405
|  |  | 1390 | 1.1299
|  |  | 1400 | 1.1194
|  |  | 1410 | 1.109
|  |  | 1420 | 1.0986
|  |  | 1430 | 1.0884
|  |  | 1440 | 1.0782
|  |  | 1450 | 1.0681
|  |  | 1460 | 1.0581
|  |  | 1470 | 1.0482
|  |  | 1480 | 1.0383
|  |  | 1490 | 1.0285
|  |  | 1500 | 1.0189
|  |  | 1510 | 1.0093
|  |  | 1520 | 0.99973
|  |  | 1530 | 0.99029
|  |  | 1540 | 0.98092
|  |  | 1550 | 0.97163
|  |  | 1560 | 0.96242
|  |  | 1570 | 0.95328
|  |  | 1580 | 0.94423
|  |  | 1590 | 0.93524
|  |  | 1600 | 0.92634
|  |  | 1610 | 0.9175
|  |  | 1620 | 0.90875
|  |  | 1630 | 0.90006
|  |  | 1640 | 0.89145
|  |  | 1650 | 0.88291
|  |  | 1660 | 0.87445
|  |  | 1670 | 0.86605
|  |  | 1680 | 0.85773
|  |  | 1690 | 0.84948
|  |  | 1700 | 0.84129
|  |  | 1710 | 0.83318
|  |  | 1720 | 0.82514
|  |  | 1730 | 0.81716
|  |  | 1740 | 0.80926
|  |  | 1750 | 0.80142
|  |  | 1760 | 0.79365
|  |  | 1770 | 0.78594
|  |  | 1780 | 0.7783
|  |  | 1790 | 0.77073
|  |  | 1800 | 0.76322
|  |  | 1810 | 0.75578
|  |  | 1820 | 0.7484
|  |  | 1830 | 0.74108
|  |  | 1840 | 0.73383
|  |  | 1850 | 0.72664
|  |  | 1860 | 0.71952
|  |  | 1870 | 0.71245
|  |  | 1880 | 0.70545
|  |  | 1890 | 0.69851
|  |  | 1900 | 0.69162
|  |  | 1910 | 0.6848
|  |  | 1920 | 0.67804
|  |  | 1930 | 0.67134
|  |  | 1940 | 0.66469
|  |  | 1950 | 0.65811
|  |  | 1960 | 0.65158
|  |  | 1970 | 0.64511
|  |  | 1980 | 0.6387
|  |  | 1990 | 0.63234
|  |  | 2000 | 0.62604
|  |  | 2010 | 0.6198
|  |  | 2020 | 0.61361
|  |  | 2030 | 0.60748
|  |  | 2040 | 0.6014
|  |  | 2050 | 0.59537
|  |  | 2060 | 0.5894
|  |  | 2070 | 0.58348
|  |  | 2080 | 0.57762
|  |  | 2090 | 0.5718
|  |  | 2100 | 0.56604
|  |  | 2110 | 0.56033
|  |  | 2120 | 0.55467
|  |  | 2130 | 0.54907
|  |  | 2140 | 0.54351
|  |  | 2150 | 0.538
|  |  | 2160 | 0.53255
|  |  | 2170 | 0.52714
|  |  | 2180 | 0.52178
|  |  | 2190 | 0.51647
|  |  | 2200 | 0.51121
|  |  | 2210 | 0.506
|  |  | 2220 | 0.50083
|  |  | 2230 | 0.49571
|  |  | 2240 | 0.49064
|  |  | 2250 | 0.48561
|  |  | 2260 | 0.48063
|  |  | 2270 | 0.47569
|  |  | 2280 | 0.4708
|  |  | 2290 | 0.46596
|  |  | 2300 | 0.46116
|  |  | 2310 | 0.4564
|  |  | 2320 | 0.45169
|  |  | 2330 | 0.44702
|  |  | 2340 | 0.4424
|  |  | 2350 | 0.43781
|  |  | 2360 | 0.43327
|  |  | 2370 | 0.42878
|  |  | 2380 | 0.42432
|  |  | 2390 | 0.4199
|  |  | 2400 | 0.41553
|  |  | 2410 | 0.4112
|  |  | 2420 | 0.4069
|  |  | 2430 | 0.40265
|  |  | 2440 | 0.39844
|  |  | 2450 | 0.39427
|  |  | 2460 | 0.39013
|  |  | 2470 | 0.38604
|  |  | 2480 | 0.38198
|  |  | 2490 | 0.37796
|  |  | 2500 | 0.37398
|  |  | 2510 | 0.37004
|  |  | 2520 | 0.36613
|  |  | 2530 | 0.36226
|  |  | 2540 | 0.35843
|  |  | 2550 | 0.35464
|  |  | 2560 | 0.35088
|  |  | 2570 | 0.34715
|  |  | 2580 | 0.34346
|  |  | 2590 | 0.33981
|  |  | 2600 | 0.33619
|  |  | 2610 | 0.33261
|  |  | 2620 | 0.32906
|  |  | 2630 | 0.32554
|  |  | 2640 | 0.32206
|  |  | 2650 | 0.31861
|  |  | 2660 | 0.3152
|  |  | 2670 | 0.31182
|  |  | 2680 | 0.30847
|  |  | 2690 | 0.30515
|  |  | 2700 | 0.30186
|  |  | 2710 | 0.29861
|  |  | 2720 | 0.29539
|  |  | 2730 | 0.2922
|  |  | 2740 | 0.28904
|  |  | 2750 | 0.28591
|  |  | 2760 | 0.28281
|  |  | 2770 | 0.27974
|  |  | 2780 | 0.27671
|  |  | 2790 | 0.2737
|  |  | 2800 | 0.27072
|  |  | 2810 | 0.26777
|  |  | 2820 | 0.26485
|  |  | 2830 | 0.26196
|  |  | 2840 | 0.25909
|  |  | 2850 | 0.25626
|  |  | 2860 | 0.25345
|  |  | 2870 | 0.25067
|  |  | 2880 | 0.24792
|  |  | 2890 | 0.2452
|  |  | 2900 | 0.2425
|  |  | 2910 | 0.23983
|  |  | 2920 | 0.23718
|  |  | 2930 | 0.23456
|  |  | 2940 | 0.23197
|  |  | 2950 | 0.22941
|  |  | 2960 | 0.22687
|  |  | 2970 | 0.22435
|  |  | 2980 | 0.22186
|  |  | 2990 | 0.2194
|  |  | 3000 | 0.21696
|  |  | 3010 | 0.21454
|  |  | 3020 | 0.21215
|  |  | 3030 | 0.20978
|  |  | 3040 | 0.20744
|  |  | 3050 | 0.20512
|  |  | 3060 | 0.20282
|  |  | 3070 | 0.20055
|  |  | 3080 | 0.1983
|  |  | 3090 | 0.19607
|  |  | 3100 | 0.19387
|  |  | 3110 | 0.19169
|  |  | 3120 | 0.18953
|  |  | 3130 | 0.18739
|  |  | 3140 | 0.18528
|  |  | 3150 | 0.18318
|  |  | 3160 | 0.18111
|  |  | 3170 | 0.17906
|  |  | 3180 | 0.17703
|  |  | 3190 | 0.17502
|  |  | 3200 | 0.17303
|  |  | 3210 | 0.17106
|  |  | 3220 | 0.16911
|  |  | 3230 | 0.16719
|  |  | 3240 | 0.16528
|  |  | 3250 | 0.16339
|  |  | 3260 | 0.16152
|  |  | 3270 | 0.15967
|  |  | 3280 | 0.15784
|  |  | 3290 | 0.15603
|  |  | 3300 | 0.15424
|  |  | 3310 | 0.15247
|  |  | 3320 | 0.15071
|  |  | 3330 | 0.14897
|  |  | 3340 | 0.14726
|  |  | 3350 | 0.14556
|  |  | 3360 | 0.14387
|  |  | 3370 | 0.14221
|  |  | 3380 | 0.14056
|  |  | 3390 | 0.13893
|  |  | 3400 | 0.13732
|  |  | 3410 | 0.13572
|  |  | 3420 | 0.13414
|  |  | 3430 | 0.13258
|  |  | 3440 | 0.13104
|  |  | 3450 | 0.12951
|  |  | 3460 | 0.128
|  |  | 3470 | 0.1265
|  |  | 3480 | 0.12502
|  |  | 3490 | 0.12355
|  |  | 3500 | 0.1221
|  |  | 3510 | 0.12067
|  |  | 3520 | 0.11925
|  |  | 3530 | 0.11785
|  |  | 3540 | 0.11646
|  |  | 3550 | 0.11509
|  |  | 3560 | 0.11373
|  |  | 3570 | 0.11238
|  |  | 3580 | 0.11105
|  |  | 3590 | 0.10974
|  |  | 3600 | 0.10844
|  |  | 3610 | 0.10715
|  |  | 3620 | 0.10588
|  |  | 3630 | 0.10462
|  |  | 3640 | 0.10337
|  |  | 3650 | 0.10214
|  |  | 3660 | 0.10092
|  |  | 3670 | 0.099718
|  |  | 3680 | 0.098526
|  |  | 3690 | 0.097347
|  |  | 3700 | 0.096181
|  |  | 3710 | 0.095027
|  |  | 3720 | 0.093887
|  |  | 3730 | 0.092758
|  |  | 3740 | 0.091643
|  |  | 3750 | 0.090539
|  |  | 3760 | 0.089448
|  |  | 3770 | 0.088368
|  |  | 3780 | 0.087301
|  |  | 3790 | 0.086245
|  |  | 3800 | 0.085201
|  |  | 3810 | 0.084169
|  |  | 3820 | 0.083148
|  |  | 3830 | 0.082138
|  |  | 3840 | 0.08114
|  |  | 3850 | 0.080153
|  |  | 3860 | 0.079176
|  |  | 3870 | 0.078211
|  |  | 3880 | 0.077256
|  |  | 3890 | 0.076312
|  |  | 3900 | 0.075379
|  |  | 3910 | 0.074456
|  |  | 3920 | 0.073544
|  |  | 3930 | 0.072641
|  |  | 3940 | 0.071749
|  |  | 3950 | 0.070867
|  |  | 3960 | 0.069995
|  |  | 3970 | 0.069133
|  |  | 3980 | 0.06828
|  |  | 3990 | 0.067437
|  |  | 4000 | 0.066604
|  |  | 4010 | 0.06578
|  |  | 4020 | 0.064966
|  |  | 4030 | 0.06416
|  |  | 4040 | 0.063364
|  |  | 4050 | 0.062577
|  |  | 4060 | 0.061799
|  |  | 4070 | 0.06103
|  |  | 4080 | 0.06027
|  |  | 4090 | 0.059518
|  |  | 4100 | 0.058775
|  |  | 4110 | 0.05804
|  |  | 4120 | 0.057314
|  |  | 4130 | 0.056596
|  |  | 4140 | 0.055887
|  |  | 4150 | 0.055186
|  |  | 4160 | 0.054492
|  |  | 4170 | 0.053807
|  |  | 4180 | 0.05313
|  |  | 4190 | 0.052461
|  |  | 4200 | 0.051799
|  |  | 4210 | 0.051145
|  |  | 4220 | 0.050499
|  |  | 4230 | 0.04986
|  |  | 4240 | 0.049228
|  |  | 4250 | 0.048604
|  |  | 4260 | 0.047988
|  |  | 4270 | 0.047378
|  |  | 4280 | 0.046776
|  |  | 4290 | 0.04618
|  |  | 4300 | 0.045592
|  |  | 4310 | 0.04501
|  |  | 4320 | 0.044436
|  |  | 4330 | 0.043868
|  |  | 4340 | 0.043307
|  |  | 4350 | 0.042752
|  |  | 4360 | 0.042204
|  |  | 4370 | 0.041663
|  |  | 4380 | 0.041127
|  |  | 4390 | 0.040599
|  |  | 4400 | 0.040076
|  |  | 4410 | 0.03956
|  |  | 4420 | 0.03905
|  |  | 4430 | 0.038546
|  |  | 4440 | 0.038048
|  |  | 4450 | 0.037555
|  |  | 4460 | 0.037069
|  |  | 4470 | 0.036589
|  |  | 4480 | 0.036114
|  |  | 4490 | 0.035645
|  |  | 4500 | 0.035182
|  |  | 4510 | 0.034724
|  |  | 4520 | 0.034272
|  |  | 4530 | 0.033825
|  |  | 4540 | 0.033383
|  |  | 4550 | 0.032947
|  |  | 4560 | 0.032516
|  |  | 4570 | 0.032091
|  |  | 4580 | 0.03167
|  |  | 4590 | 0.031255
|  |  | 4600 | 0.030844
|  |  | 4610 | 0.030439
|  |  | 4620 | 0.030038
|  |  | 4630 | 0.029643
|  |  | 4640 | 0.029252
|  |  | 4650 | 0.028866
|  |  | 4660 | 0.028485
|  |  | 4670 | 0.028108
|  |  | 4680 | 0.027736
|  |  | 4690 | 0.027369
|  |  | 4700 | 0.027006
|  |  | 4710 | 0.026647
|  |  | 4720 | 0.026293
|  |  | 4730 | 0.025944
|  |  | 4740 | 0.025598
|  |  | 4750 | 0.025257
|  |  | 4760 | 0.02492
|  |  | 4770 | 0.024588
|  |  | 4780 | 0.024259
|  |  | 4790 | 0.023934
|  |  | 4800 | 0.023614
|  |  | 4810 | 0.023297
|  |  | 4820 | 0.022985
|  |  | 4830 | 0.022676
|  |  | 4840 | 0.022371
|  |  | 4850 | 0.02207
|  |  | 4860 | 0.021773
|  |  | 4870 | 0.021479
|  |  | 4880 | 0.021189
|  |  | 4890 | 0.020903
|  |  | 4900 | 0.02062
|  |  | 4910 | 0.020341
|  |  | 4920 | 0.020066
|  |  | 4930 | 0.019793
|  |  | 4940 | 0.019525
|  |  | 4950 | 0.019259
|  |  | 4960 | 0.018997
|  |  | 4970 | 0.018739
|  |  | 4980 | 0.018483
|  |  | 4990 | 0.018231
|  |  | 5000 | 0.017982
|  |  | 5010 | 0.017736
|  |  | 5020 | 0.017494
|  |  | 5030 | 0.017254
|  |  | 5040 | 0.017018
|  |  | 5050 | 0.016784
|  |  | 5060 | 0.016554
|  |  | 5070 | 0.016326
|  |  | 5080 | 0.016101
|  |  | 5090 | 0.01588
|  |  | 5100 | 0.015661
|  |  | 5110 | 0.015444
|  |  | 5120 | 0.015231
|  |  | 5130 | 0.01502
|  |  | 5140 | 0.014813
|  |  | 5150 | 0.014607
|  |  | 5160 | 0.014405
|  |  | 5170 | 0.014205
|  |  | 5180 | 0.014007
|  |  | 5190 | 0.013813
|  |  | 5200 | 0.01362
|  |  | 5210 | 0.01343
|  |  | 5220 | 0.013243
|  |  | 5230 | 0.013058
|  |  | 5240 | 0.012876
|  |  | 5250 | 0.012696
|  |  | 5260 | 0.012518
|  |  | 5270 | 0.012342
|  |  | 5280 | 0.012169
|  |  | 5290 | 0.011998
|  |  | 5300 | 0.01183
|  |  | 5310 | 0.011663
|  |  | 5320 | 0.011499
|  |  | 5330 | 0.011337
|  |  | 5340 | 0.011177
|  |  | 5350 | 0.011019
|  |  | 5360 | 0.010863
|  |  | 5370 | 0.01071
|  |  | 5380 | 0.010558
|  |  | 5390 | 0.010408
|  |  | 5400 | 0.010261
|  |  | 5410 | 0.010115
|  |  | 5420 | 0.0099712
|  |  | 5430 | 0.0098293
|  |  | 5440 | 0.0096893
|  |  | 5450 | 0.0095512
|  |  | 5460 | 0.0094149
|  |  | 5470 | 0.0092804
|  |  | 5480 | 0.0091477
|  |  | 5490 | 0.0090168
|  |  | 5500 | 0.0088877
|  |  | 5510 | 0.0087602
|  |  | 5520 | 0.0086345
|  |  | 5530 | 0.0085105
|  |  | 5540 | 0.0083881
|  |  | 5550 | 0.0082674
|  |  | 5560 | 0.0081483
|  |  | 5570 | 0.0080308
|  |  | 5580 | 0.0079149
|  |  | 5590 | 0.0078006
|  |  | 5600 | 0.0076878
|  |  | 5610 | 0.0075766
|  |  | 5620 | 0.0074668
|  |  | 5630 | 0.0073585
|  |  | 5640 | 0.0072517
|  |  | 5650 | 0.0071464
|  |  | 5660 | 0.0070425
|  |  | 5670 | 0.00694
|  |  | 5680 | 0.0068389
|  |  | 5690 | 0.0067392
|  |  | 5700 | 0.0066408
|  |  | 5710 | 0.0065438
|  |  | 5720 | 0.0064482
|  |  | 5730 | 0.0063538
|  |  | 5740 | 0.0062607
|  |  | 5750 | 0.0061689
|  |  | 5760 | 0.0060784
|  |  | 5770 | 0.0059891
|  |  | 5780 | 0.005901
|  |  | 5790 | 0.0058142
|  |  | 5800 | 0.0057286
|  |  | 5810 | 0.0056441
|  |  | 5820 | 0.0055608
|  |  | 5830 | 0.0054787
|  |  | 5840 | 0.0053977
|  |  | 5850 | 0.0053178
|  |  | 5860 | 0.005239
|  |  | 5870 | 0.0051614
|  |  | 5880 | 0.0050848
|  |  | 5890 | 0.0050093
|  |  | 5900 | 0.0049348
|  |  | 5910 | 0.0048614
|  |  | 5920 | 0.004789
|  |  | 5930 | 0.0047176
|  |  | 5940 | 0.0046472
|  |  | 5950 | 0.0045778
|  |  | 5960 | 0.0045094
|  |  | 5970 | 0.0044419
|  |  | 5980 | 0.0043754
|  |  | 5990 | 0.0043098
|  |  | 6000 | 0.0042451
|  |  | 6010 | 0.0041814
|  |  | 6020 | 0.0041185
|  |  | 6030 | 0.0040566
|  |  | 6040 | 0.0039955
|  |  | 6050 | 0.0039353
|  |  | 6060 | 0.0038759
|  |  | 6070 | 0.0038174
|  |  | 6080 | 0.0037597
|  |  | 6090 | 0.0037029
|  |  | 6100 | 0.0036468
|  |  | 6110 | 0.0035915
|  |  | 6120 | 0.0035371
|  |  | 6130 | 0.0034834
|  |  | 6140 | 0.0034304
|  |  | 6150 | 0.0033783
|  |  | 6160 | 0.0033269
|  |  | 6170 | 0.0032762
|  |  | 6180 | 0.0032262
|  |  | 6190 | 0.003177
|  |  | 6200 | 0.0031284
|  |  | 6210 | 0.0030806
|  |  | 6220 | 0.0030335
|  |  | 6230 | 0.002987
|  |  | 6240 | 0.0029412
|  |  | 6250 | 0.0028961
|  |  | 6260 | 0.0028516
|  |  | 6270 | 0.0028077
|  |  | 6280 | 0.0027645
|  |  | 6290 | 0.002722
|  |  | 6300 | 0.00268
|  |  | 6310 | 0.0026387
|  |  | 6320 | 0.0025979
|  |  | 6330 | 0.0025578
|  |  | 6340 | 0.0025182
|  |  | 6350 | 0.0024792
|  |  | 6360 | 0.0024408
|  |  | 6370 | 0.0024029
|  |  | 6380 | 0.0023656
|  |  | 6390 | 0.0023289
|  |  | 6400 | 0.0022927
|  |  | 6410 | 0.002257
|  |  | 6420 | 0.0022218
|  |  | 6430 | 0.0021872
|  |  | 6440 | 0.002153
|  |  | 6450 | 0.0021194
|  |  | 6460 | 0.0020863
|  |  | 6470 | 0.0020536
|  |  | 6480 | 0.0020215
|  |  | 6490 | 0.0019898
|  |  | 6500 | 0.0019585
|  |  | 6510 | 0.0019278
|  |  | 6520 | 0.0018975
|  |  | 6530 | 0.0018676
|  |  | 6540 | 0.0018382
|  |  | 6550 | 0.0018093
|  |  | 6560 | 0.0017807
|  |  | 6570 | 0.0017526
|  |  | 6580 | 0.0017249
|  |  | 6590 | 0.0016976
|  |  | 6600 | 0.0016708
|  |  | 6610 | 0.0016443
|  |  | 6620 | 0.0016182
|  |  | 6630 | 0.0015926
|  |  | 6640 | 0.0015673
|  |  | 6650 | 0.0015423
|  |  | 6660 | 0.0015178
|  |  | 6670 | 0.0014936
|  |  | 6680 | 0.0014698
|  |  | 6690 | 0.0014464
|  |  | 6700 | 0.0014233
|  |  | 6710 | 0.0014005
|  |  | 6720 | 0.0013781
|  |  | 6730 | 0.0013561
|  |  | 6740 | 0.0013343
|  |  | 6750 | 0.0013129
|  |  | 6760 | 0.0012919
|  |  | 6770 | 0.0012711
|  |  | 6780 | 0.0012507
|  |  | 6790 | 0.0012306
|  |  | 6800 | 0.0012107
|  |  | 6810 | 0.0011912
|  |  | 6820 | 0.001172
|  |  | 6830 | 0.0011531
|  |  | 6840 | 0.0011344
|  |  | 6850 | 0.0011161
|  |  | 6860 | 0.001098
|  |  | 6870 | 0.0010802
|  |  | 6880 | 0.0010627
|  |  | 6890 | 0.0010455
|  |  | 6900 | 0.0010285
|  |  | 6910 | 0.0010118
|  |  | 6920 | 0.00099529
|  |  | 6930 | 0.00097908
|  |  | 6940 | 0.00096312
|  |  | 6950 | 0.00094741
|  |  | 6960 | 0.00093194
|  |  | 6970 | 0.0009167
|  |  | 6980 | 0.00090171
|  |  | 6990 | 0.00088695
|  |  | 7000 | 0.00087242
|  |  | 7010 | 0.00085811
|  |  | 7020 | 0.00084403
|  |  | 7030 | 0.00083016
|  |  | 7040 | 0.00081651
|  |  | 7050 | 0.00080308
|  |  | 7060 | 0.00078985
|  |  | 7070 | 0.00077683
|  |  | 7080 | 0.00076402
|  |  | 7090 | 0.0007514
|  |  | 7100 | 0.00073899
|  |  | 7110 | 0.00072676
|  |  | 7120 | 0.00071473
|  |  | 7130 | 0.00070289
|  |  | 7140 | 0.00069124
|  |  | 7150 | 0.00067977
|  |  | 7160 | 0.00066848
|  |  | 7170 | 0.00065737
|  |  | 7180 | 0.00064643
|  |  | 7190 | 0.00063567
|  |  | 7200 | 0.00062507
|  |  | 7210 | 0.00061465
|  |  | 7220 | 0.00060439
|  |  | 7230 | 0.00059429
|  |  | 7240 | 0.00058435
|  |  | 7250 | 0.00057457
|  |  | 7260 | 0.00056495
|  |  | 7270 | 0.00055548
|  |  | 7280 | 0.00054616
|  |  | 7290 | 0.00053699
|  |  | 7300 | 0.00052797
|  |  | 7310 | 0.00051909
|  |  | 7320 | 0.00051035
|  |  | 7330 | 0.00050175
|  |  | 7340 | 0.00049329
|  |  | 7350 | 0.00048497
|  |  | 7360 | 0.00047678
|  |  | 7370 | 0.00046872
|  |  | 7380 | 0.00046079
|  |  | 7390 | 0.00045299
|  |  | 7400 | 0.00044531
|  |  | 7410 | 0.00043776
|  |  | 7420 | 0.00043033
|  |  | 7430 | 0.00042302
|  |  | 7440 | 0.00041583
|  |  | 7450 | 0.00040875
|  |  | 7460 | 0.00040179
|  |  | 7470 | 0.00039494
|  |  | 7480 | 0.0003882
|  |  | 7490 | 0.00038158
|  |  | 7500 | 0.00037506
|  |  | 7510 | 0.00036864
|  |  | 7520 | 0.00036233
|  |  | 7530 | 0.00035613
|  |  | 7540 | 0.00035002
|  |  | 7550 | 0.00034402
|  |  | 7560 | 0.00033811
|  |  | 7570 | 0.0003323
|  |  | 7580 | 0.00032658
|  |  | 7590 | 0.00032096
|  |  | 7600 | 0.00031543
|  |  | 7610 | 0.00031
|  |  | 7620 | 0.00030465
|  |  | 7630 | 0.00029939
|  |  | 7640 | 0.00029421
|  |  | 7650 | 0.00028912
|  |  | 7660 | 0.00028412
|  |  | 7670 | 0.00027919
|  |  | 7680 | 0.00027435
|  |  | 7690 | 0.00026959
|  |  | 7700 | 0.00026491
|  |  | 7710 | 0.0002603
|  |  | 7720 | 0.00025578
|  |  | 7730 | 0.00025132
|  |  | 7740 | 0.00024694
|  |  | 7750 | 0.00024264
|  |  | 7760 | 0.0002384
|  |  | 7770 | 0.00023424
|  |  | 7780 | 0.00023014
|  |  | 7790 | 0.00022612
|  |  | 7800 | 0.00022216
|  |  | 7810 | 0.00021826
|  |  | 7820 | 0.00021444
|  |  | 7830 | 0.00021067
|  |  | 7840 | 0.00020697
|  |  | 7850 | 0.00020333
|  |  | 7860 | 0.00019976
|  |  | 7870 | 0.00019624
|  |  | 7880 | 0.00019278
|  |  | 7890 | 0.00018938
|  |  | 7900 | 0.00018604
|  |  | 7910 | 0.00018275
|  |  | 7920 | 0.00017952
|  |  | 7930 | 0.00017634
|  |  | 7940 | 0.00017322
|  |  | 7950 | 0.00017015
|  |  | 7960 | 0.00016713
|  |  | 7970 | 0.00016417
|  |  | 7980 | 0.00016125
|  |  | 7990 | 0.00015838
|  |  | 8000 | 0.00015557

## ELSILookup (hidden)
this is the vlookup table, which is used for the Scot SWW Supp project
it maps background into ELSI
Minor Flop Zones | ELSI Zone | Location |  | BOI Lookup
A1 | A | E&W |  | A1 | NGC South
A2 | A | E&W |  | A3 | NGC South
A3 | A | E&W |  | A7 | NGC South
A4 | A | E&W |  | A8 | NGC South
A5 | A | E&W |  | A9 | NGC South
A6 | A | E&W |  | B1 | NGC South
A7 | A | E&W |  | B2 | NGC South
A8 | A | E&W |  | C1 | NGC South
A9 | A | E&W |  | C2 | NGC South
B4 | B | E&W |  | C3 | NGC South
C1 | C | E&W |  | C4 | NGC South
C2 | C | E&W |  | C5 | NGC South
C3 | C | E&W |  | C7 | NGC South
C5 | C | E&W |  | C9 | NGC South
C6 | C | E&W |  | D6 | NGC South
D4 | D | E&W |  | E6 | NGC South
D5 | D | E&W |  | E7 | NGC South
E7 | E | E&W |  | F6 | NGC South
F6 | F | E&W |  | G7 | NGC South
G1 | G | E&W |  | H1 | NGC South
G5 | G | E&W |  | H2 | NGC South
G6 | G | E&W |  | H6 | NGC South
G7 | G | E&W |  | J1 | NGC South
H1 | H | E&W |  | J2 | NGC South
H2 | H | E&W |  | J3 | NGC South
H6 | H | E&W |  | J4 | NGC South
S1 | I | Scot |  | J5 | NGC South
S2 | I | Scot |  | J6 | NGC South
S3 | I | Scot |  | K1 | NGC South
S4 | I | Scot |  | K2 | NGC South
S9 | I | Scot |  | K4 | NGC South
J4 | J | E&W |  | K5 | NGC South
J6 | J | E&W |  | K6 | NGC South
J7 | J | E&W |  | L3 | NGC South
J8 | J | E&W |  | L5 | NGC South
K1 | K | E&W |  | L7 | NGC South
K2 | K | E&W |  | M5 | NGC South
K4 | K | E&W |  | M6 | NGC South
K5 | K | E&W |  | M7 | NGC South
K6 | K | E&W |  | M8 | NGC South
L1 | L | E&W |  | N1 | NGC South
L2 | L | E&W |  | N2 | NGC South
L3 | L | E&W |  | N3 | NGC South
L4 | L | E&W |  | P4 | NGC South
L5 | L | E&W |  | P5 | NGC South
L6 | L | E&W |  | P6 | NGC South
L7 | L | E&W |  | P7 | NGC South
L8 | L | E&W |  | P8 | NGC South
M4 | M | E&W |  | Q2 | NGC North
M5 | M | E&W |  | Q4 | NGC North
N1 | N | E&W |  | Q6 | NGC North
N2 | N | E&W |  | Q8 | NGC North
N3 | N | E&W |  | R4 | NGC North
N4 | N | E&W |  | R5 | NGC North
N5 | N | E&W |  | R6 | NGC North
N6 | N | E&W |  | S4 | SP North
N7 | N | E&W |  | S5 | SP North
N8 | N | E&W |  | S6 | SP North
S5 | O | Scot |  | S7 | SP North
S6 | O | Scot |  | S1 | SP South
S7 | O | Scot |  | S2 | SP South
S8 | O | Scot |  | S3 | SP South
P1 | P | E&W |  | S9 | SP South
P2 | P | E&W |  | T1 | SHE North
P3 | P | E&W |  | T2 | SHE North
P4 | P | E&W |  | T5 | SHE North
P5 | P | E&W |  | T3 | SHE South
P6 | P | E&W |  | T4 | SHE South
P8 | P | E&W |  | J7 | NGC South
Q8 | Q | E&W |  | M4 | NGC South
R4 | R | E&W
R5 | R | E&W
R6 | R | E&W
B1 | S | E&W
B2 | S | E&W
B3 | S | E&W
C4 | T | E&W
C7 | T | E&W
C9 | T | E&W
J3 | U | E&W
J5 | U | E&W
M7 | V | E&W
T4 | W | Scot
T3 | X | Scot
T2 | Y | Scot
T1 | Z | Scot
E1 | 1 | E&W
E6 | 1 | E&W
E8 | 1 | E&W
J1 | 2 | E&W
J2 | 3 | E&W
M6 | 4 | E&W
M8 | 5 | E&W
P7 | 6 | E&W
Q2 | 7 | E&W
Q4 | 7 | E&W
Q5 | 7 | E&W
Q6 | 7 | E&W
Q7 | 7 | E&W
T5 | 8 | Scot
Z | 9 | E&W
D6 | 0 | E&W

## SQSS Economy Scaling (hidden)
Unit_ID | Fuel Type | Sub Fuel Type | Transmission Area | 2014/15 | 2015/16 | 2016/17 | 2017/18 | 2018/19 | 2019/20 | 2020/21 | 2021/22 | 2022/23 | 2023/24 | 2024/25
#REF! | #REF! | #REF! | #REF! | #REF! | #REF! | #REF! | #REF! | #REF! | #REF! | #REF! | #REF! | #REF! | #REF! | #REF!
#REF! | #REF! | #REF! | #REF! | #REF! | #REF! | #REF! | #REF! | #REF! | #REF! | #REF! | #REF! | #REF! | #REF! | #REF!
#REF! | #REF! | #REF! | #REF! | #REF! | #REF! | #REF! | #REF! | #REF! | #REF! | #REF! | #REF! | #REF! | #REF! | #REF!
#REF! | #REF! | #REF! | #REF! | #REF! | #REF! | #REF! | #REF! | #REF! | #REF! | #REF! | #REF! | #REF! | #REF! | #REF!
#REF! | #REF! | #REF! | #REF! | #REF! | #REF! | #REF! | #REF! | #REF! | #REF! | #REF! | #REF! | #REF! | #REF! | #REF!
#REF! | #REF! | #REF! | #REF! | #REF! | #REF! | #REF! | #REF! | #REF! | #REF! | #REF! | #REF! | #REF! | #REF! | #REF!
#REF! | #REF! | #REF! | #REF! | #REF! | #REF! | #REF! | #REF! | #REF! | #REF! | #REF! | #REF! | #REF! | #REF! | #REF!
#REF! | #REF! | #REF! | #REF! | #REF! | #REF! | #REF! | #REF! | #REF! | #REF! | #REF! | #REF! | #REF! | #REF! | #REF!
#REF! | #REF! | #REF! | #REF! | #REF! | #REF! | #REF! | #REF! | #REF! | #REF! | #REF! | #REF! | #REF! | #REF! | #REF!
#REF! | #REF! | #REF! | #REF! | #REF! | #REF! | #REF! | #REF! | #REF! | #REF! | #REF! | #REF! | #REF! | #REF! | #REF!
#REF! | #REF! | #REF! | #REF! | #REF! | #REF! | #REF! | #REF! | #REF! | #REF! | #REF! | #REF! | #REF! | #REF! | #REF!
#REF! | #REF! | #REF! | #REF! | #REF! | #REF! | #REF! | #REF! | #REF! | #REF! | #REF! | #REF! | #REF! | #REF! | #REF!
#REF! | #REF! | #REF! | #REF! | #REF! | #REF! | #REF! | #REF! | #REF! | #REF! | #REF! | #REF! | #REF! | #REF! | #REF!
#REF! | #REF! | #REF! | #REF! | #REF! | #REF! | #REF! | #REF! | #REF! | #REF! | #REF! | #REF! | #REF! | #REF! | #REF!
#REF! | #REF! | #REF! | #REF! | #REF! | #REF! | #REF! | #REF! | #REF! | #REF! | #REF! | #REF! | #REF! | #REF! | #REF!
#REF! | #REF! | #REF! | #REF! | #REF! | #REF! | #REF! | #REF! | #REF! | #REF! | #REF! | #REF! | #REF! | #REF! | #REF!
#REF! | #REF! | #REF! | #REF! | #REF! | #REF! | #REF! | #REF! | #REF! | #REF! | #REF! | #REF! | #REF! | #REF! | #REF!
#REF! | #REF! | #REF! | #REF! | #REF! | #REF! | #REF! | #REF! | #REF! | #REF! | #REF! | #REF! | #REF! | #REF! | #REF!
#REF! | #REF! | #REF! | #REF! | #REF! | #REF! | #REF! | #REF! | #REF! | #REF! | #REF! | #REF! | #REF! | #REF! | #REF!
#REF! | #REF! | #REF! | #REF! | #REF! | #REF! | #REF! | #REF! | #REF! | #REF! | #REF! | #REF! | #REF! | #REF! | #REF!
#REF! | #REF! | #REF! | #REF! | #REF! | #REF! | #REF! | #REF! | #REF! | #REF! | #REF! | #REF! | #REF! | #REF! | #REF!
#REF! | #REF! | #REF! | #REF! | #REF! | #REF! | #REF! | #REF! | #REF! | #REF! | #REF! | #REF! | #REF! | #REF! | #REF!
#REF! | #REF! | #REF! | #REF! | #REF! | #REF! | #REF! | #REF! | #REF! | #REF! | #REF! | #REF! | #REF! | #REF! | #REF!
#REF! | #REF! | #REF! | #REF! | #REF! | #REF! | #REF! | #REF! | #REF! | #REF! | #REF! | #REF! | #REF! | #REF! | #REF!
#REF! | #REF! | #REF! | #REF! | #REF! | #REF! | #REF! | #REF! | #REF! | #REF! | #REF! | #REF! | #REF! | #REF! | #REF!
#REF! | #REF! | #REF! | #REF! | #REF! | #REF! | #REF! | #REF! | #REF! | #REF! | #REF! | #REF! | #REF! | #REF! | #REF!
#REF! | #REF! | #REF! | #REF! | #REF! | #REF! | #REF! | #REF! | #REF! | #REF! | #REF! | #REF! | #REF! | #REF! | #REF!
#REF! | #REF! | #REF! | #REF! | #REF! | #REF! | #REF! | #REF! | #REF! | #REF! | #REF! | #REF! | #REF! | #REF! | #REF!
#REF! | #REF! | #REF! | #REF! | #REF! | #REF! | #REF! | #REF! | #REF! | #REF! | #REF! | #REF! | #REF! | #REF! | #REF!
#REF! | #REF! | #REF! | #REF! | #REF! | #REF! | #REF! | #REF! | #REF! | #REF! | #REF! | #REF! | #REF! | #REF! | #REF!
#REF! | #REF! | #REF! | #REF! | #REF! | #REF! | #REF! | #REF! | #REF! | #REF! | #REF! | #REF! | #REF! | #REF! | #REF!
#REF! | #REF! | #REF! | #REF! | #REF! | #REF! | #REF! | #REF! | #REF! | #REF! | #REF! | #REF! | #REF! | #REF! | #REF!
#REF! | #REF! | #REF! | #REF! | #REF! | #REF! | #REF! | #REF! | #REF! | #REF! | #REF! | #REF! | #REF! | #REF! | #REF!
#REF! | #REF! | #REF! | #REF! | #REF! | #REF! | #REF! | #REF! | #REF! | #REF! | #REF! | #REF! | #REF! | #REF! | #REF!
#REF! | #REF! | #REF! | #REF! | #REF! | #REF! | #REF! | #REF! | #REF! | #REF! | #REF! | #REF! | #REF! | #REF! | #REF!
#REF! | #REF! | #REF! | #REF! | #REF! | #REF! | #REF! | #REF! | #REF! | #REF! | #REF! | #REF! | #REF! | #REF! | #REF!
#REF! | #REF! | #REF! | #REF! | #REF! | #REF! | #REF! | #REF! | #REF! | #REF! | #REF! | #REF! | #REF! | #REF! | #REF!
#REF! | #REF! | #REF! | #REF! | #REF! | #REF! | #REF! | #REF! | #REF! | #REF! | #REF! | #REF! | #REF! | #REF! | #REF!
#REF! | #REF! | #REF! | #REF! | #REF! | #REF! | #REF! | #REF! | #REF! | #REF! | #REF! | #REF! | #REF! | #REF! | #REF!
#REF! | #REF! | #REF! | #REF! | #REF! | #REF! | #REF! | #REF! | #REF! | #REF! | #REF! | #REF! | #REF! | #REF! | #REF!
#REF! | #REF! | #REF! | #REF! | #REF! | #REF! | #REF! | #REF! | #REF! | #REF! | #REF! | #REF! | #REF! | #REF! | #REF!
#REF! | #REF! | #REF! | #REF! | #REF! | #REF! | #REF! | #REF! | #REF! | #REF! | #REF! | #REF! | #REF! | #REF! | #REF!
#REF! | #REF! | #REF! | #REF! | #REF! | #REF! | #REF! | #REF! | #REF! | #REF! | #REF! | #REF! | #REF! | #REF! | #REF!
#REF! | #REF! | #REF! | #REF! | #REF! | #REF! | #REF! | #REF! | #REF! | #REF! | #REF! | #REF! | #REF! | #REF! | #REF!
#REF! | #REF! | #REF! | #REF! | #REF! | #REF! | #REF! | #REF! | #REF! | #REF! | #REF! | #REF! | #REF! | #REF! | #REF!
#REF! | #REF! | #REF! | #REF! | #REF! | #REF! | #REF! | #REF! | #REF! | #REF! | #REF! | #REF! | #REF! | #REF! | #REF!
#REF! | #REF! | #REF! | #REF! | #REF! | #REF! | #REF! | #REF! | #REF! | #REF! | #REF! | #REF! | #REF! | #REF! | #REF!
#REF! | #REF! | #REF! | #REF! | #REF! | #REF! | #REF! | #REF! | #REF! | #REF! | #REF! | #REF! | #REF! | #REF! | #REF!
#REF! | #REF! | #REF! | #REF! | #REF! | #REF! | #REF! | #REF! | #REF! | #REF! | #REF! | #REF! | #REF! | #REF! | #REF!
#REF! | #REF! | #REF! | #REF! | #REF! | #REF! | #REF! | #REF! | #REF! | #REF! | #REF! | #REF! | #REF! | #REF! | #REF!
#REF! | #REF! | #REF! | #REF! | #REF! | #REF! | #REF! | #REF! | #REF! | #REF! | #REF! | #REF! | #REF! | #REF! | #REF!
#REF! | #REF! | #REF! | #REF! | #REF! | #REF! | #REF! | #REF! | #REF! | #REF! | #REF! | #REF! | #REF! | #REF! | #REF!
#REF! | #REF! | #REF! | #REF! | #REF! | #REF! | #REF! | #REF! | #REF! | #REF! | #REF! | #REF! | #REF! | #REF! | #REF!
#REF! | #REF! | #REF! | #REF! | #REF! | #REF! | #REF! | #REF! | #REF! | #REF! | #REF! | #REF! | #REF! | #REF! | #REF!
#REF! | #REF! | #REF! | #REF! | #REF! | #REF! | #REF! | #REF! | #REF! | #REF! | #REF! | #REF! | #REF! | #REF! | #REF!
#REF! | #REF! | #REF! | #REF! | #REF! | #REF! | #REF! | #REF! | #REF! | #REF! | #REF! | #REF! | #REF! | #REF! | #REF!
#REF! | #REF! | #REF! | #REF! | #REF! | #REF! | #REF! | #REF! | #REF! | #REF! | #REF! | #REF! | #REF! | #REF! | #REF!
#REF! | #REF! | #REF! | #REF! | #REF! | #REF! | #REF! | #REF! | #REF! | #REF! | #REF! | #REF! | #REF! | #REF! | #REF!
#REF! | #REF! | #REF! | #REF! | #REF! | #REF! | #REF! | #REF! | #REF! | #REF! | #REF! | #REF! | #REF! | #REF! | #REF!
#REF! | #REF! | #REF! | #REF! | #REF! | #REF! | #REF! | #REF! | #REF! | #REF! | #REF! | #REF! | #REF! | #REF! | #REF!
#REF! | #REF! | #REF! | #REF! | #REF! | #REF! | #REF! | #REF! | #REF! | #REF! | #REF! | #REF! | #REF! | #REF! | #REF!
#REF! | #REF! | #REF! | #REF! | #REF! | #REF! | #REF! | #REF! | #REF! | #REF! | #REF! | #REF! | #REF! | #REF! | #REF!
#REF! | #REF! | #REF! | #REF! | #REF! | #REF! | #REF! | #REF! | #REF! | #REF! | #REF! | #REF! | #REF! | #REF! | #REF!
#REF! | #REF! | #REF! | #REF! | #REF! | #REF! | #REF! | #REF! | #REF! | #REF! | #REF! | #REF! | #REF! | #REF! | #REF!
#REF! | #REF! | #REF! | #REF! | #REF! | #REF! | #REF! | #REF! | #REF! | #REF! | #REF! | #REF! | #REF! | #REF! | #REF!
#REF! | #REF! | #REF! | #REF! | #REF! | #REF! | #REF! | #REF! | #REF! | #REF! | #REF! | #REF! | #REF! | #REF! | #REF!
#REF! | #REF! | #REF! | #REF! | #REF! | #REF! | #REF! | #REF! | #REF! | #REF! | #REF! | #REF! | #REF! | #REF! | #REF!
#REF! | #REF! | #REF! | #REF! | #REF! | #REF! | #REF! | #REF! | #REF! | #REF! | #REF! | #REF! | #REF! | #REF! | #REF!
#REF! | #REF! | #REF! | #REF! | #REF! | #REF! | #REF! | #REF! | #REF! | #REF! | #REF! | #REF! | #REF! | #REF! | #REF!
#REF! | #REF! | #REF! | #REF! | #REF! | #REF! | #REF! | #REF! | #REF! | #REF! | #REF! | #REF! | #REF! | #REF! | #REF!
#REF! | #REF! | #REF! | #REF! | #REF! | #REF! | #REF! | #REF! | #REF! | #REF! | #REF! | #REF! | #REF! | #REF! | #REF!
#REF! | #REF! | #REF! | #REF! | #REF! | #REF! | #REF! | #REF! | #REF! | #REF! | #REF! | #REF! | #REF! | #REF! | #REF!
#REF! | #REF! | #REF! | #REF! | #REF! | #REF! | #REF! | #REF! | #REF! | #REF! | #REF! | #REF! | #REF! | #REF! | #REF!
#REF! | #REF! | #REF! | #REF! | #REF! | #REF! | #REF! | #REF! | #REF! | #REF! | #REF! | #REF! | #REF! | #REF! | #REF!
#REF! | #REF! | #REF! | #REF! | #REF! | #REF! | #REF! | #REF! | #REF! | #REF! | #REF! | #REF! | #REF! | #REF! | #REF!
#REF! | #REF! | #REF! | #REF! | #REF! | #REF! | #REF! | #REF! | #REF! | #REF! | #REF! | #REF! | #REF! | #REF! | #REF!
#REF! | #REF! | #REF! | #REF! | #REF! | #REF! | #REF! | #REF! | #REF! | #REF! | #REF! | #REF! | #REF! | #REF! | #REF!
#REF! | #REF! | #REF! | #REF! | #REF! | #REF! | #REF! | #REF! | #REF! | #REF! | #REF! | #REF! | #REF! | #REF! | #REF!
#REF! | #REF! | #REF! | #REF! | #REF! | #REF! | #REF! | #REF! | #REF! | #REF! | #REF! | #REF! | #REF! | #REF! | #REF!
#REF! | #REF! | #REF! | #REF! | #REF! | #REF! | #REF! | #REF! | #REF! | #REF! | #REF! | #REF! | #REF! | #REF! | #REF!
#REF! | #REF! | #REF! | #REF! | #REF! | #REF! | #REF! | #REF! | #REF! | #REF! | #REF! | #REF! | #REF! | #REF! | #REF!
#REF! | #REF! | #REF! | #REF! | #REF! | #REF! | #REF! | #REF! | #REF! | #REF! | #REF! | #REF! | #REF! | #REF! | #REF!
#REF! | #REF! | #REF! | #REF! | #REF! | #REF! | #REF! | #REF! | #REF! | #REF! | #REF! | #REF! | #REF! | #REF! | #REF!
#REF! | #REF! | #REF! | #REF! | #REF! | #REF! | #REF! | #REF! | #REF! | #REF! | #REF! | #REF! | #REF! | #REF! | #REF!
#REF! | #REF! | #REF! | #REF! | #REF! | #REF! | #REF! | #REF! | #REF! | #REF! | #REF! | #REF! | #REF! | #REF! | #REF!
#REF! | #REF! | #REF! | #REF! | #REF! | #REF! | #REF! | #REF! | #REF! | #REF! | #REF! | #REF! | #REF! | #REF! | #REF!
#REF! | #REF! | #REF! | #REF! | #REF! | #REF! | #REF! | #REF! | #REF! | #REF! | #REF! | #REF! | #REF! | #REF! | #REF!
#REF! | #REF! | #REF! | #REF! | #REF! | #REF! | #REF! | #REF! | #REF! | #REF! | #REF! | #REF! | #REF! | #REF! | #REF!
#REF! | #REF! | #REF! | #REF! | #REF! | #REF! | #REF! | #REF! | #REF! | #REF! | #REF! | #REF! | #REF! | #REF! | #REF!
#REF! | #REF! | #REF! | #REF! | #REF! | #REF! | #REF! | #REF! | #REF! | #REF! | #REF! | #REF! | #REF! | #REF! | #REF!
#REF! | #REF! | #REF! | #REF! | #REF! | #REF! | #REF! | #REF! | #REF! | #REF! | #REF! | #REF! | #REF! | #REF! | #REF!
#REF! | #REF! | #REF! | #REF! | #REF! | #REF! | #REF! | #REF! | #REF! | #REF! | #REF! | #REF! | #REF! | #REF! | #REF!
#REF! | #REF! | #REF! | #REF! | #REF! | #REF! | #REF! | #REF! | #REF! | #REF! | #REF! | #REF! | #REF! | #REF! | #REF!
#REF! | #REF! | #REF! | #REF! | #REF! | #REF! | #REF! | #REF! | #REF! | #REF! | #REF! | #REF! | #REF! | #REF! | #REF!
#REF! | #REF! | #REF! | #REF! | #REF! | #REF! | #REF! | #REF! | #REF! | #REF! | #REF! | #REF! | #REF! | #REF! | #REF!
#REF! | #REF! | #REF! | #REF! | #REF! | #REF! | #REF! | #REF! | #REF! | #REF! | #REF! | #REF! | #REF! | #REF! | #REF!
#REF! | #REF! | #REF! | #REF! | #REF! | #REF! | #REF! | #REF! | #REF! | #REF! | #REF! | #REF! | #REF! | #REF! | #REF!
#REF! | #REF! | #REF! | #REF! | #REF! | #REF! | #REF! | #REF! | #REF! | #REF! | #REF! | #REF! | #REF! | #REF! | #REF!
#REF! | #REF! | #REF! | #REF! | #REF! | #REF! | #REF! | #REF! | #REF! | #REF! | #REF! | #REF! | #REF! | #REF! | #REF!
#REF! | #REF! | #REF! | #REF! | #REF! | #REF! | #REF! | #REF! | #REF! | #REF! | #REF! | #REF! | #REF! | #REF! | #REF!
#REF! | #REF! | #REF! | #REF! | #REF! | #REF! | #REF! | #REF! | #REF! | #REF! | #REF! | #REF! | #REF! | #REF! | #REF!
#REF! | #REF! | #REF! | #REF! | #REF! | #REF! | #REF! | #REF! | #REF! | #REF! | #REF! | #REF! | #REF! | #REF! | #REF!
#REF! | #REF! | #REF! | #REF! | #REF! | #REF! | #REF! | #REF! | #REF! | #REF! | #REF! | #REF! | #REF! | #REF! | #REF!
#REF! | #REF! | #REF! | #REF! | #REF! | #REF! | #REF! | #REF! | #REF! | #REF! | #REF! | #REF! | #REF! | #REF! | #REF!
#REF! | #REF! | #REF! | #REF! | #REF! | #REF! | #REF! | #REF! | #REF! | #REF! | #REF! | #REF! | #REF! | #REF! | #REF!
#REF! | #REF! | #REF! | #REF! | #REF! | #REF! | #REF! | #REF! | #REF! | #REF! | #REF! | #REF! | #REF! | #REF! | #REF!
#REF! | #REF! | #REF! | #REF! | #REF! | #REF! | #REF! | #REF! | #REF! | #REF! | #REF! | #REF! | #REF! | #REF! | #REF!
#REF! | #REF! | #REF! | #REF! | #REF! | #REF! | #REF! | #REF! | #REF! | #REF! | #REF! | #REF! | #REF! | #REF! | #REF!
#REF! | #REF! | #REF! | #REF! | #REF! | #REF! | #REF! | #REF! | #REF! | #REF! | #REF! | #REF! | #REF! | #REF! | #REF!
#REF! | #REF! | #REF! | #REF! | #REF! | #REF! | #REF! | #REF! | #REF! | #REF! | #REF! | #REF! | #REF! | #REF! | #REF!
#REF! | #REF! | #REF! | #REF! | #REF! | #REF! | #REF! | #REF! | #REF! | #REF! | #REF! | #REF! | #REF! | #REF! | #REF!
#REF! | #REF! | #REF! | #REF! | #REF! | #REF! | #REF! | #REF! | #REF! | #REF! | #REF! | #REF! | #REF! | #REF! | #REF!
#REF! | #REF! | #REF! | #REF! | #REF! | #REF! | #REF! | #REF! | #REF! | #REF! | #REF! | #REF! | #REF! | #REF! | #REF!
#REF! | #REF! | #REF! | #REF! | #REF! | #REF! | #REF! | #REF! | #REF! | #REF! | #REF! | #REF! | #REF! | #REF! | #REF!
#REF! | #REF! | #REF! | #REF! | #REF! | #REF! | #REF! | #REF! | #REF! | #REF! | #REF! | #REF! | #REF! | #REF! | #REF!
#REF! | #REF! | #REF! | #REF! | #REF! | #REF! | #REF! | #REF! | #REF! | #REF! | #REF! | #REF! | #REF! | #REF! | #REF!
#REF! | #REF! | #REF! | #REF! | #REF! | #REF! | #REF! | #REF! | #REF! | #REF! | #REF! | #REF! | #REF! | #REF! | #REF!
#REF! | #REF! | #REF! | #REF! | #REF! | #REF! | #REF! | #REF! | #REF! | #REF! | #REF! | #REF! | #REF! | #REF! | #REF!
#REF! | #REF! | #REF! | #REF! | #REF! | #REF! | #REF! | #REF! | #REF! | #REF! | #REF! | #REF! | #REF! | #REF! | #REF!
#REF! | #REF! | #REF! | #REF! | #REF! | #REF! | #REF! | #REF! | #REF! | #REF! | #REF! | #REF! | #REF! | #REF! | #REF!
#REF! | #REF! | #REF! | #REF! | #REF! | #REF! | #REF! | #REF! | #REF! | #REF! | #REF! | #REF! | #REF! | #REF! | #REF!
#REF! | #REF! | #REF! | #REF! | #REF! | #REF! | #REF! | #REF! | #REF! | #REF! | #REF! | #REF! | #REF! | #REF! | #REF!
#REF! | #REF! | #REF! | #REF! | #REF! | #REF! | #REF! | #REF! | #REF! | #REF! | #REF! | #REF! | #REF! | #REF! | #REF!
#REF! | #REF! | #REF! | #REF! | #REF! | #REF! | #REF! | #REF! | #REF! | #REF! | #REF! | #REF! | #REF! | #REF! | #REF!
#REF! | #REF! | #REF! | #REF! | #REF! | #REF! | #REF! | #REF! | #REF! | #REF! | #REF! | #REF! | #REF! | #REF! | #REF!
#REF! | #REF! | #REF! | #REF! | #REF! | #REF! | #REF! | #REF! | #REF! | #REF! | #REF! | #REF! | #REF! | #REF! | #REF!
#REF! | #REF! | #REF! | #REF! | #REF! | #REF! | #REF! | #REF! | #REF! | #REF! | #REF! | #REF! | #REF! | #REF! | #REF!
#REF! | #REF! | #REF! | #REF! | #REF! | #REF! | #REF! | #REF! | #REF! | #REF! | #REF! | #REF! | #REF! | #REF! | #REF!
#REF! | #REF! | #REF! | #REF! | #REF! | #REF! | #REF! | #REF! | #REF! | #REF! | #REF! | #REF! | #REF! | #REF! | #REF!
#REF! | #REF! | #REF! | #REF! | #REF! | #REF! | #REF! | #REF! | #REF! | #REF! | #REF! | #REF! | #REF! | #REF! | #REF!
#REF! | #REF! | #REF! | #REF! | #REF! | #REF! | #REF! | #REF! | #REF! | #REF! | #REF! | #REF! | #REF! | #REF! | #REF!
#REF! | #REF! | #REF! | #REF! | #REF! | #REF! | #REF! | #REF! | #REF! | #REF! | #REF! | #REF! | #REF! | #REF! | #REF!
#REF! | #REF! | #REF! | #REF! | #REF! | #REF! | #REF! | #REF! | #REF! | #REF! | #REF! | #REF! | #REF! | #REF! | #REF!
#REF! | #REF! | #REF! | #REF! | #REF! | #REF! | #REF! | #REF! | #REF! | #REF! | #REF! | #REF! | #REF! | #REF! | #REF!
#REF! | #REF! | #REF! | #REF! | #REF! | #REF! | #REF! | #REF! | #REF! | #REF! | #REF! | #REF! | #REF! | #REF! | #REF!
#REF! | #REF! | #REF! | #REF! | #REF! | #REF! | #REF! | #REF! | #REF! | #REF! | #REF! | #REF! | #REF! | #REF! | #REF!
#REF! | #REF! | #REF! | #REF! | #REF! | #REF! | #REF! | #REF! | #REF! | #REF! | #REF! | #REF! | #REF! | #REF! | #REF!
#REF! | #REF! | #REF! | #REF! | #REF! | #REF! | #REF! | #REF! | #REF! | #REF! | #REF! | #REF! | #REF! | #REF! | #REF!
#REF! | #REF! | #REF! | #REF! | #REF! | #REF! | #REF! | #REF! | #REF! | #REF! | #REF! | #REF! | #REF! | #REF! | #REF!
#REF! | #REF! | #REF! | #REF! | #REF! | #REF! | #REF! | #REF! | #REF! | #REF! | #REF! | #REF! | #REF! | #REF! | #REF!
#REF! | #REF! | #REF! | #REF! | #REF! | #REF! | #REF! | #REF! | #REF! | #REF! | #REF! | #REF! | #REF! | #REF! | #REF!
#REF! | #REF! | #REF! | #REF! | #REF! | #REF! | #REF! | #REF! | #REF! | #REF! | #REF! | #REF! | #REF! | #REF! | #REF!
#REF! | #REF! | #REF! | #REF! | #REF! | #REF! | #REF! | #REF! | #REF! | #REF! | #REF! | #REF! | #REF! | #REF! | #REF!
#REF! | #REF! | #REF! | #REF! | #REF! | #REF! | #REF! | #REF! | #REF! | #REF! | #REF! | #REF! | #REF! | #REF! | #REF!
#REF! | #REF! | #REF! | #REF! | #REF! | #REF! | #REF! | #REF! | #REF! | #REF! | #REF! | #REF! | #REF! | #REF! | #REF!
#REF! | #REF! | #REF! | #REF! | #REF! | #REF! | #REF! | #REF! | #REF! | #REF! | #REF! | #REF! | #REF! | #REF! | #REF!
#REF! | #REF! | #REF! | #REF! | #REF! | #REF! | #REF! | #REF! | #REF! | #REF! | #REF! | #REF! | #REF! | #REF! | #REF!
#REF! | #REF! | #REF! | #REF! | #REF! | #REF! | #REF! | #REF! | #REF! | #REF! | #REF! | #REF! | #REF! | #REF! | #REF!
#REF! | #REF! | #REF! | #REF! | #REF! | #REF! | #REF! | #REF! | #REF! | #REF! | #REF! | #REF! | #REF! | #REF! | #REF!
#REF! | #REF! | #REF! | #REF! | #REF! | #REF! | #REF! | #REF! | #REF! | #REF! | #REF! | #REF! | #REF! | #REF! | #REF!
#REF! | #REF! | #REF! | #REF! | #REF! | #REF! | #REF! | #REF! | #REF! | #REF! | #REF! | #REF! | #REF! | #REF! | #REF!
#REF! | #REF! | #REF! | #REF! | #REF! | #REF! | #REF! | #REF! | #REF! | #REF! | #REF! | #REF! | #REF! | #REF! | #REF!
#REF! | #REF! | #REF! | #REF! | #REF! | #REF! | #REF! | #REF! | #REF! | #REF! | #REF! | #REF! | #REF! | #REF! | #REF!
#REF! | #REF! | #REF! | #REF! | #REF! | #REF! | #REF! | #REF! | #REF! | #REF! | #REF! | #REF! | #REF! | #REF! | #REF!
#REF! | #REF! | #REF! | #REF! | #REF! | #REF! | #REF! | #REF! | #REF! | #REF! | #REF! | #REF! | #REF! | #REF! | #REF!
#REF! | #REF! | #REF! | #REF! | #REF! | #REF! | #REF! | #REF! | #REF! | #REF! | #REF! | #REF! | #REF! | #REF! | #REF!
#REF! | #REF! | #REF! | #REF! | #REF! | #REF! | #REF! | #REF! | #REF! | #REF! | #REF! | #REF! | #REF! | #REF! | #REF!
#REF! | #REF! | #REF! | #REF! | #REF! | #REF! | #REF! | #REF! | #REF! | #REF! | #REF! | #REF! | #REF! | #REF! | #REF!
#REF! | #REF! | #REF! | #REF! | #REF! | #REF! | #REF! | #REF! | #REF! | #REF! | #REF! | #REF! | #REF! | #REF! | #REF!
#REF! | #REF! | #REF! | #REF! | #REF! | #REF! | #REF! | #REF! | #REF! | #REF! | #REF! | #REF! | #REF! | #REF! | #REF!
#REF! | #REF! | #REF! | #REF! | #REF! | #REF! | #REF! | #REF! | #REF! | #REF! | #REF! | #REF! | #REF! | #REF! | #REF!
#REF! | #REF! | #REF! | #REF! | #REF! | #REF! | #REF! | #REF! | #REF! | #REF! | #REF! | #REF! | #REF! | #REF! | #REF!
#REF! | #REF! | #REF! | #REF! | #REF! | #REF! | #REF! | #REF! | #REF! | #REF! | #REF! | #REF! | #REF! | #REF! | #REF!
#REF! | #REF! | #REF! | #REF! | #REF! | #REF! | #REF! | #REF! | #REF! | #REF! | #REF! | #REF! | #REF! | #REF! | #REF!
#REF! | #REF! | #REF! | #REF! | #REF! | #REF! | #REF! | #REF! | #REF! | #REF! | #REF! | #REF! | #REF! | #REF! | #REF!
#REF! | #REF! | #REF! | #REF! | #REF! | #REF! | #REF! | #REF! | #REF! | #REF! | #REF! | #REF! | #REF! | #REF! | #REF!
#REF! | #REF! | #REF! | #REF! | #REF! | #REF! | #REF! | #REF! | #REF! | #REF! | #REF! | #REF! | #REF! | #REF! | #REF!
#REF! | #REF! | #REF! | #REF! | #REF! | #REF! | #REF! | #REF! | #REF! | #REF! | #REF! | #REF! | #REF! | #REF! | #REF!
#REF! | #REF! | #REF! | #REF! | #REF! | #REF! | #REF! | #REF! | #REF! | #REF! | #REF! | #REF! | #REF! | #REF! | #REF!
#REF! | #REF! | #REF! | #REF! | #REF! | #REF! | #REF! | #REF! | #REF! | #REF! | #REF! | #REF! | #REF! | #REF! | #REF!
#REF! | #REF! | #REF! | #REF! | #REF! | #REF! | #REF! | #REF! | #REF! | #REF! | #REF! | #REF! | #REF! | #REF! | #REF!
#REF! | #REF! | #REF! | #REF! | #REF! | #REF! | #REF! | #REF! | #REF! | #REF! | #REF! | #REF! | #REF! | #REF! | #REF!
#REF! | #REF! | #REF! | #REF! | #REF! | #REF! | #REF! | #REF! | #REF! | #REF! | #REF! | #REF! | #REF! | #REF! | #REF!
#REF! | #REF! | #REF! | #REF! | #REF! | #REF! | #REF! | #REF! | #REF! | #REF! | #REF! | #REF! | #REF! | #REF! | #REF!
#REF! | #REF! | #REF! | #REF! | #REF! | #REF! | #REF! | #REF! | #REF! | #REF! | #REF! | #REF! | #REF! | #REF! | #REF!
#REF! | #REF! | #REF! | #REF! | #REF! | #REF! | #REF! | #REF! | #REF! | #REF! | #REF! | #REF! | #REF! | #REF! | #REF!
#REF! | #REF! | #REF! | #REF! | #REF! | #REF! | #REF! | #REF! | #REF! | #REF! | #REF! | #REF! | #REF! | #REF! | #REF!
#REF! | #REF! | #REF! | #REF! | #REF! | #REF! | #REF! | #REF! | #REF! | #REF! | #REF! | #REF! | #REF! | #REF! | #REF!
#REF! | #REF! | #REF! | #REF! | #REF! | #REF! | #REF! | #REF! | #REF! | #REF! | #REF! | #REF! | #REF! | #REF! | #REF!
#REF! | #REF! | #REF! | #REF! | #REF! | #REF! | #REF! | #REF! | #REF! | #REF! | #REF! | #REF! | #REF! | #REF! | #REF!
#REF! | #REF! | #REF! | #REF! | #REF! | #REF! | #REF! | #REF! | #REF! | #REF! | #REF! | #REF! | #REF! | #REF! | #REF!
#REF! | #REF! | #REF! | #REF! | #REF! | #REF! | #REF! | #REF! | #REF! | #REF! | #REF! | #REF! | #REF! | #REF! | #REF!
#REF! | #REF! | #REF! | #REF! | #REF! | #REF! | #REF! | #REF! | #REF! | #REF! | #REF! | #REF! | #REF! | #REF! | #REF!
#REF! | #REF! | #REF! | #REF! | #REF! | #REF! | #REF! | #REF! | #REF! | #REF! | #REF! | #REF! | #REF! | #REF! | #REF!
#REF! | #REF! | #REF! | #REF! | #REF! | #REF! | #REF! | #REF! | #REF! | #REF! | #REF! | #REF! | #REF! | #REF! | #REF!
#REF! | #REF! | #REF! | #REF! | #REF! | #REF! | #REF! | #REF! | #REF! | #REF! | #REF! | #REF! | #REF! | #REF! | #REF!
#REF! | #REF! | #REF! | #REF! | #REF! | #REF! | #REF! | #REF! | #REF! | #REF! | #REF! | #REF! | #REF! | #REF! | #REF!
#REF! | #REF! | #REF! | #REF! | #REF! | #REF! | #REF! | #REF! | #REF! | #REF! | #REF! | #REF! | #REF! | #REF! | #REF!
#REF! | #REF! | #REF! | #REF! | #REF! | #REF! | #REF! | #REF! | #REF! | #REF! | #REF! | #REF! | #REF! | #REF! | #REF!
#REF! | #REF! | #REF! | #REF! | #REF! | #REF! | #REF! | #REF! | #REF! | #REF! | #REF! | #REF! | #REF! | #REF! | #REF!
#REF! | #REF! | #REF! | #REF! | #REF! | #REF! | #REF! | #REF! | #REF! | #REF! | #REF! | #REF! | #REF! | #REF! | #REF!
#REF! | #REF! | #REF! | #REF! | #REF! | #REF! | #REF! | #REF! | #REF! | #REF! | #REF! | #REF! | #REF! | #REF! | #REF!
#REF! | #REF! | #REF! | #REF! | #REF! | #REF! | #REF! | #REF! | #REF! | #REF! | #REF! | #REF! | #REF! | #REF! | #REF!
#REF! | #REF! | #REF! | #REF! | #REF! | #REF! | #REF! | #REF! | #REF! | #REF! | #REF! | #REF! | #REF! | #REF! | #REF!
#REF! | #REF! | #REF! | #REF! | #REF! | #REF! | #REF! | #REF! | #REF! | #REF! | #REF! | #REF! | #REF! | #REF! | #REF!
#REF! | #REF! | #REF! | #REF! | #REF! | #REF! | #REF! | #REF! | #REF! | #REF! | #REF! | #REF! | #REF! | #REF! | #REF!
#REF! | #REF! | #REF! | #REF! | #REF! | #REF! | #REF! | #REF! | #REF! | #REF! | #REF! | #REF! | #REF! | #REF! | #REF!
#REF! | #REF! | #REF! | #REF! | #REF! | #REF! | #REF! | #REF! | #REF! | #REF! | #REF! | #REF! | #REF! | #REF! | #REF!
#REF! | #REF! | #REF! | #REF! | #REF! | #REF! | #REF! | #REF! | #REF! | #REF! | #REF! | #REF! | #REF! | #REF! | #REF!
#REF! | #REF! | #REF! | #REF! | #REF! | #REF! | #REF! | #REF! | #REF! | #REF! | #REF! | #REF! | #REF! | #REF! | #REF!
#REF! | #REF! | #REF! | #REF! | #REF! | #REF! | #REF! | #REF! | #REF! | #REF! | #REF! | #REF! | #REF! | #REF! | #REF!
#REF! | #REF! | #REF! | #REF! | #REF! | #REF! | #REF! | #REF! | #REF! | #REF! | #REF! | #REF! | #REF! | #REF! | #REF!
#REF! | #REF! | #REF! | #REF! | #REF! | #REF! | #REF! | #REF! | #REF! | #REF! | #REF! | #REF! | #REF! | #REF! | #REF!
#REF! | #REF! | #REF! | #REF! | #REF! | #REF! | #REF! | #REF! | #REF! | #REF! | #REF! | #REF! | #REF! | #REF! | #REF!
#REF! | #REF! | #REF! | #REF! | #REF! | #REF! | #REF! | #REF! | #REF! | #REF! | #REF! | #REF! | #REF! | #REF! | #REF!
#REF! | #REF! | #REF! | #REF! | #REF! | #REF! | #REF! | #REF! | #REF! | #REF! | #REF! | #REF! | #REF! | #REF! | #REF!
#REF! | #REF! | #REF! | #REF! | #REF! | #REF! | #REF! | #REF! | #REF! | #REF! | #REF! | #REF! | #REF! | #REF! | #REF!
#REF! | #REF! | #REF! | #REF! | #REF! | #REF! | #REF! | #REF! | #REF! | #REF! | #REF! | #REF! | #REF! | #REF! | #REF!
#REF! | #REF! | #REF! | #REF! | #REF! | #REF! | #REF! | #REF! | #REF! | #REF! | #REF! | #REF! | #REF! | #REF! | #REF!
#REF! | #REF! | #REF! | #REF! | #REF! | #REF! | #REF! | #REF! | #REF! | #REF! | #REF! | #REF! | #REF! | #REF! | #REF!
#REF! | #REF! | #REF! | #REF! | #REF! | #REF! | #REF! | #REF! | #REF! | #REF! | #REF! | #REF! | #REF! | #REF! | #REF!
#REF! | #REF! | #REF! | #REF! | #REF! | #REF! | #REF! | #REF! | #REF! | #REF! | #REF! | #REF! | #REF! | #REF! | #REF!
#REF! | #REF! | #REF! | #REF! | #REF! | #REF! | #REF! | #REF! | #REF! | #REF! | #REF! | #REF! | #REF! | #REF! | #REF!
#REF! | #REF! | #REF! | #REF! | #REF! | #REF! | #REF! | #REF! | #REF! | #REF! | #REF! | #REF! | #REF! | #REF! | #REF!
#REF! | #REF! | #REF! | #REF! | #REF! | #REF! | #REF! | #REF! | #REF! | #REF! | #REF! | #REF! | #REF! | #REF! | #REF!
#REF! | #REF! | #REF! | #REF! | #REF! | #REF! | #REF! | #REF! | #REF! | #REF! | #REF! | #REF! | #REF! | #REF! | #REF!
#REF! | #REF! | #REF! | #REF! | #REF! | #REF! | #REF! | #REF! | #REF! | #REF! | #REF! | #REF! | #REF! | #REF! | #REF!
#REF! | #REF! | #REF! | #REF! | #REF! | #REF! | #REF! | #REF! | #REF! | #REF! | #REF! | #REF! | #REF! | #REF! | #REF!
#REF! | #REF! | #REF! | #REF! | #REF! | #REF! | #REF! | #REF! | #REF! | #REF! | #REF! | #REF! | #REF! | #REF! | #REF!
#REF! | #REF! | #REF! | #REF! | #REF! | #REF! | #REF! | #REF! | #REF! | #REF! | #REF! | #REF! | #REF! | #REF! | #REF!
#REF! | #REF! | #REF! | #REF! | #REF! | #REF! | #REF! | #REF! | #REF! | #REF! | #REF! | #REF! | #REF! | #REF! | #REF!
#REF! | #REF! | #REF! | #REF! | #REF! | #REF! | #REF! | #REF! | #REF! | #REF! | #REF! | #REF! | #REF! | #REF! | #REF!
#REF! | #REF! | #REF! | #REF! | #REF! | #REF! | #REF! | #REF! | #REF! | #REF! | #REF! | #REF! | #REF! | #REF! | #REF!
#REF! | #REF! | #REF! | #REF! | #REF! | #REF! | #REF! | #REF! | #REF! | #REF! | #REF! | #REF! | #REF! | #REF! | #REF!
#REF! | #REF! | #REF! | #REF! | #REF! | #REF! | #REF! | #REF! | #REF! | #REF! | #REF! | #REF! | #REF! | #REF! | #REF!
#REF! | #REF! | #REF! | #REF! | #REF! | #REF! | #REF! | #REF! | #REF! | #REF! | #REF! | #REF! | #REF! | #REF! | #REF!
#REF! | #REF! | #REF! | #REF! | #REF! | #REF! | #REF! | #REF! | #REF! | #REF! | #REF! | #REF! | #REF! | #REF! | #REF!
#REF! | #REF! | #REF! | #REF! | #REF! | #REF! | #REF! | #REF! | #REF! | #REF! | #REF! | #REF! | #REF! | #REF! | #REF!
#REF! | #REF! | #REF! | #REF! | #REF! | #REF! | #REF! | #REF! | #REF! | #REF! | #REF! | #REF! | #REF! | #REF! | #REF!
#REF! | #REF! | #REF! | #REF! | #REF! | #REF! | #REF! | #REF! | #REF! | #REF! | #REF! | #REF! | #REF! | #REF! | #REF!
#REF! | #REF! | #REF! | #REF! | #REF! | #REF! | #REF! | #REF! | #REF! | #REF! | #REF! | #REF! | #REF! | #REF! | #REF!
#REF! | #REF! | #REF! | #REF! | #REF! | #REF! | #REF! | #REF! | #REF! | #REF! | #REF! | #REF! | #REF! | #REF! | #REF!
#REF! | #REF! | #REF! | #REF! | #REF! | #REF! | #REF! | #REF! | #REF! | #REF! | #REF! | #REF! | #REF! | #REF! | #REF!
#REF! | #REF! | #REF! | #REF! | #REF! | #REF! | #REF! | #REF! | #REF! | #REF! | #REF! | #REF! | #REF! | #REF! | #REF!
#REF! | #REF! | #REF! | #REF! | #REF! | #REF! | #REF! | #REF! | #REF! | #REF! | #REF! | #REF! | #REF! | #REF! | #REF!
#REF! | #REF! | #REF! | #REF! | #REF! | #REF! | #REF! | #REF! | #REF! | #REF! | #REF! | #REF! | #REF! | #REF! | #REF!
#REF! | #REF! | #REF! | #REF! | #REF! | #REF! | #REF! | #REF! | #REF! | #REF! | #REF! | #REF! | #REF! | #REF! | #REF!
#REF! | #REF! | #REF! | #REF! | #REF! | #REF! | #REF! | #REF! | #REF! | #REF! | #REF! | #REF! | #REF! | #REF! | #REF!
#REF! | #REF! | #REF! | #REF! | #REF! | #REF! | #REF! | #REF! | #REF! | #REF! | #REF! | #REF! | #REF! | #REF! | #REF!
#REF! | #REF! | #REF! | #REF! | #REF! | #REF! | #REF! | #REF! | #REF! | #REF! | #REF! | #REF! | #REF! | #REF! | #REF!
#REF! | #REF! | #REF! | #REF! | #REF! | #REF! | #REF! | #REF! | #REF! | #REF! | #REF! | #REF! | #REF! | #REF! | #REF!
#REF! | #REF! | #REF! | #REF! | #REF! | #REF! | #REF! | #REF! | #REF! | #REF! | #REF! | #REF! | #REF! | #REF! | #REF!
#REF! | #REF! | #REF! | #REF! | #REF! | #REF! | #REF! | #REF! | #REF! | #REF! | #REF! | #REF! | #REF! | #REF! | #REF!
#REF! | #REF! | #REF! | #REF! | #REF! | #REF! | #REF! | #REF! | #REF! | #REF! | #REF! | #REF! | #REF! | #REF! | #REF!
#REF! | #REF! | #REF! | #REF! | #REF! | #REF! | #REF! | #REF! | #REF! | #REF! | #REF! | #REF! | #REF! | #REF! | #REF!
#REF! | #REF! | #REF! | #REF! | #REF! | #REF! | #REF! | #REF! | #REF! | #REF! | #REF! | #REF! | #REF! | #REF! | #REF!
#REF! | #REF! | #REF! | #REF! | #REF! | #REF! | #REF! | #REF! | #REF! | #REF! | #REF! | #REF! | #REF! | #REF! | #REF!
#REF! | #REF! | #REF! | #REF! | #REF! | #REF! | #REF! | #REF! | #REF! | #REF! | #REF! | #REF! | #REF! | #REF! | #REF!
#REF! | #REF! | #REF! | #REF! | #REF! | #REF! | #REF! | #REF! | #REF! | #REF! | #REF! | #REF! | #REF! | #REF! | #REF!
#REF! | #REF! | #REF! | #REF! | #REF! | #REF! | #REF! | #REF! | #REF! | #REF! | #REF! | #REF! | #REF! | #REF! | #REF!
#REF! | #REF! | #REF! | #REF! | #REF! | #REF! | #REF! | #REF! | #REF! | #REF! | #REF! | #REF! | #REF! | #REF! | #REF!
#REF! | #REF! | #REF! | #REF! | #REF! | #REF! | #REF! | #REF! | #REF! | #REF! | #REF! | #REF! | #REF! | #REF! | #REF!
#REF! | #REF! | #REF! | #REF! | #REF! | #REF! | #REF! | #REF! | #REF! | #REF! | #REF! | #REF! | #REF! | #REF! | #REF!
#REF! | #REF! | #REF! | #REF! | #REF! | #REF! | #REF! | #REF! | #REF! | #REF! | #REF! | #REF! | #REF! | #REF! | #REF!
#REF! | #REF! | #REF! | #REF! | #REF! | #REF! | #REF! | #REF! | #REF! | #REF! | #REF! | #REF! | #REF! | #REF! | #REF!
#REF! | #REF! | #REF! | #REF! | #REF! | #REF! | #REF! | #REF! | #REF! | #REF! | #REF! | #REF! | #REF! | #REF! | #REF!
#REF! | #REF! | #REF! | #REF! | #REF! | #REF! | #REF! | #REF! | #REF! | #REF! | #REF! | #REF! | #REF! | #REF! | #REF!
#REF! | #REF! | #REF! | #REF! | #REF! | #REF! | #REF! | #REF! | #REF! | #REF! | #REF! | #REF! | #REF! | #REF! | #REF!
#REF! | #REF! | #REF! | #REF! | #REF! | #REF! | #REF! | #REF! | #REF! | #REF! | #REF! | #REF! | #REF! | #REF! | #REF!
#REF! | #REF! | #REF! | #REF! | #REF! | #REF! | #REF! | #REF! | #REF! | #REF! | #REF! | #REF! | #REF! | #REF! | #REF!
#REF! | #REF! | #REF! | #REF! | #REF! | #REF! | #REF! | #REF! | #REF! | #REF! | #REF! | #REF! | #REF! | #REF! | #REF!
#REF! | #REF! | #REF! | #REF! | #REF! | #REF! | #REF! | #REF! | #REF! | #REF! | #REF! | #REF! | #REF! | #REF! | #REF!
#REF! | #REF! | #REF! | #REF! | #REF! | #REF! | #REF! | #REF! | #REF! | #REF! | #REF! | #REF! | #REF! | #REF! | #REF!
#REF! | #REF! | #REF! | #REF! | #REF! | #REF! | #REF! | #REF! | #REF! | #REF! | #REF! | #REF! | #REF! | #REF! | #REF!
#REF! | #REF! | #REF! | #REF! | #REF! | #REF! | #REF! | #REF! | #REF! | #REF! | #REF! | #REF! | #REF! | #REF! | #REF!
#REF! | #REF! | #REF! | #REF! | #REF! | #REF! | #REF! | #REF! | #REF! | #REF! | #REF! | #REF! | #REF! | #REF! | #REF!
#REF! | #REF! | #REF! | #REF! | #REF! | #REF! | #REF! | #REF! | #REF! | #REF! | #REF! | #REF! | #REF! | #REF! | #REF!
#REF! | #REF! | #REF! | #REF! | #REF! | #REF! | #REF! | #REF! | #REF! | #REF! | #REF! | #REF! | #REF! | #REF! | #REF!
#REF! | #REF! | #REF! | #REF! | #REF! | #REF! | #REF! | #REF! | #REF! | #REF! | #REF! | #REF! | #REF! | #REF! | #REF!
#REF! | #REF! | #REF! | #REF! | #REF! | #REF! | #REF! | #REF! | #REF! | #REF! | #REF! | #REF! | #REF! | #REF! | #REF!
#REF! | #REF! | #REF! | #REF! | #REF! | #REF! | #REF! | #REF! | #REF! | #REF! | #REF! | #REF! | #REF! | #REF! | #REF!
#REF! | #REF! | #REF! | #REF! | #REF! | #REF! | #REF! | #REF! | #REF! | #REF! | #REF! | #REF! | #REF! | #REF! | #REF!
#REF! | #REF! | #REF! | #REF! | #REF! | #REF! | #REF! | #REF! | #REF! | #REF! | #REF! | #REF! | #REF! | #REF! | #REF!
#REF! | #REF! | #REF! | #REF! | #REF! | #REF! | #REF! | #REF! | #REF! | #REF! | #REF! | #REF! | #REF! | #REF! | #REF!
#REF! | #REF! | #REF! | #REF! | #REF! | #REF! | #REF! | #REF! | #REF! | #REF! | #REF! | #REF! | #REF! | #REF! | #REF!
#REF! | #REF! | #REF! | #REF! | #REF! | #REF! | #REF! | #REF! | #REF! | #REF! | #REF! | #REF! | #REF! | #REF! | #REF!
#REF! | #REF! | #REF! | #REF! | #REF! | #REF! | #REF! | #REF! | #REF! | #REF! | #REF! | #REF! | #REF! | #REF! | #REF!
#REF! | #REF! | #REF! | #REF! | #REF! | #REF! | #REF! | #REF! | #REF! | #REF! | #REF! | #REF! | #REF! | #REF! | #REF!
#REF! | #REF! | #REF! | #REF! | #REF! | #REF! | #REF! | #REF! | #REF! | #REF! | #REF! | #REF! | #REF! | #REF! | #REF!
#REF! | #REF! | #REF! | #REF! | #REF! | #REF! | #REF! | #REF! | #REF! | #REF! | #REF! | #REF! | #REF! | #REF! | #REF!
#REF! | #REF! | #REF! | #REF! | #REF! | #REF! | #REF! | #REF! | #REF! | #REF! | #REF! | #REF! | #REF! | #REF! | #REF!
#REF! | #REF! | #REF! | #REF! | #REF! | #REF! | #REF! | #REF! | #REF! | #REF! | #REF! | #REF! | #REF! | #REF! | #REF!
#REF! | #REF! | #REF! | #REF! | #REF! | #REF! | #REF! | #REF! | #REF! | #REF! | #REF! | #REF! | #REF! | #REF! | #REF!
#REF! | #REF! | #REF! | #REF! | #REF! | #REF! | #REF! | #REF! | #REF! | #REF! | #REF! | #REF! | #REF! | #REF! | #REF!
#REF! | #REF! | #REF! | #REF! | #REF! | #REF! | #REF! | #REF! | #REF! | #REF! | #REF! | #REF! | #REF! | #REF! | #REF!
#REF! | #REF! | #REF! | #REF! | #REF! | #REF! | #REF! | #REF! | #REF! | #REF! | #REF! | #REF! | #REF! | #REF! | #REF!
#REF! | #REF! | #REF! | #REF! | #REF! | #REF! | #REF! | #REF! | #REF! | #REF! | #REF! | #REF! | #REF! | #REF! | #REF!
#REF! | #REF! | #REF! | #REF! | #REF! | #REF! | #REF! | #REF! | #REF! | #REF! | #REF! | #REF! | #REF! | #REF! | #REF!
#REF! | #REF! | #REF! | #REF! | #REF! | #REF! | #REF! | #REF! | #REF! | #REF! | #REF! | #REF! | #REF! | #REF! | #REF!
#REF! | #REF! | #REF! | #REF! | #REF! | #REF! | #REF! | #REF! | #REF! | #REF! | #REF! | #REF! | #REF! | #REF! | #REF!
#REF! | #REF! | #REF! | #REF! | #REF! | #REF! | #REF! | #REF! | #REF! | #REF! | #REF! | #REF! | #REF! | #REF! | #REF!
#REF! | #REF! | #REF! | #REF! | #REF! | #REF! | #REF! | #REF! | #REF! | #REF! | #REF! | #REF! | #REF! | #REF! | #REF!
#REF! | #REF! | #REF! | #REF! | #REF! | #REF! | #REF! | #REF! | #REF! | #REF! | #REF! | #REF! | #REF! | #REF! | #REF!
#REF! | #REF! | #REF! | #REF! | #REF! | #REF! | #REF! | #REF! | #REF! | #REF! | #REF! | #REF! | #REF! | #REF! | #REF!
#REF! | #REF! | #REF! | #REF! | #REF! | #REF! | #REF! | #REF! | #REF! | #REF! | #REF! | #REF! | #REF! | #REF! | #REF!
#REF! | #REF! | #REF! | #REF! | #REF! | #REF! | #REF! | #REF! | #REF! | #REF! | #REF! | #REF! | #REF! | #REF! | #REF!
#REF! | #REF! | #REF! | #REF! | #REF! | #REF! | #REF! | #REF! | #REF! | #REF! | #REF! | #REF! | #REF! | #REF! | #REF!
#REF! | #REF! | #REF! | #REF! | #REF! | #REF! | #REF! | #REF! | #REF! | #REF! | #REF! | #REF! | #REF! | #REF! | #REF!
#REF! | #REF! | #REF! | #REF! | #REF! | #REF! | #REF! | #REF! | #REF! | #REF! | #REF! | #REF! | #REF! | #REF! | #REF!
#REF! | #REF! | #REF! | #REF! | #REF! | #REF! | #REF! | #REF! | #REF! | #REF! | #REF! | #REF! | #REF! | #REF! | #REF!
#REF! | #REF! | #REF! | #REF! | #REF! | #REF! | #REF! | #REF! | #REF! | #REF! | #REF! | #REF! | #REF! | #REF! | #REF!
#REF! | #REF! | #REF! | #REF! | #REF! | #REF! | #REF! | #REF! | #REF! | #REF! | #REF! | #REF! | #REF! | #REF! | #REF!
#REF! | #REF! | #REF! | #REF! | #REF! | #REF! | #REF! | #REF! | #REF! | #REF! | #REF! | #REF! | #REF! | #REF! | #REF!
#REF! | #REF! | #REF! | #REF! | #REF! | #REF! | #REF! | #REF! | #REF! | #REF! | #REF! | #REF! | #REF! | #REF! | #REF!
#REF! | #REF! | #REF! | #REF! | #REF! | #REF! | #REF! | #REF! | #REF! | #REF! | #REF! | #REF! | #REF! | #REF! | #REF!
#REF! | #REF! | #REF! | #REF! | #REF! | #REF! | #REF! | #REF! | #REF! | #REF! | #REF! | #REF! | #REF! | #REF! | #REF!
#REF! | #REF! | #REF! | #REF! | #REF! | #REF! | #REF! | #REF! | #REF! | #REF! | #REF! | #REF! | #REF! | #REF! | #REF!
#REF! | #REF! | #REF! | #REF! | #REF! | #REF! | #REF! | #REF! | #REF! | #REF! | #REF! | #REF! | #REF! | #REF! | #REF!
#REF! | #REF! | #REF! | #REF! | #REF! | #REF! | #REF! | #REF! | #REF! | #REF! | #REF! | #REF! | #REF! | #REF! | #REF!
#REF! | #REF! | #REF! | #REF! | #REF! | #REF! | #REF! | #REF! | #REF! | #REF! | #REF! | #REF! | #REF! | #REF! | #REF!
#REF! | #REF! | #REF! | #REF! | #REF! | #REF! | #REF! | #REF! | #REF! | #REF! | #REF! | #REF! | #REF! | #REF! | #REF!
#REF! | #REF! | #REF! | #REF! | #REF! | #REF! | #REF! | #REF! | #REF! | #REF! | #REF! | #REF! | #REF! | #REF! | #REF!
#REF! | #REF! | #REF! | #REF! | #REF! | #REF! | #REF! | #REF! | #REF! | #REF! | #REF! | #REF! | #REF! | #REF! | #REF!
#REF! | #REF! | #REF! | #REF! | #REF! | #REF! | #REF! | #REF! | #REF! | #REF! | #REF! | #REF! | #REF! | #REF! | #REF!
#REF! | #REF! | #REF! | #REF! | #REF! | #REF! | #REF! | #REF! | #REF! | #REF! | #REF! | #REF! | #REF! | #REF! | #REF!
#REF! | #REF! | #REF! | #REF! | #REF! | #REF! | #REF! | #REF! | #REF! | #REF! | #REF! | #REF! | #REF! | #REF! | #REF!
#REF! | #REF! | #REF! | #REF! | #REF! | #REF! | #REF! | #REF! | #REF! | #REF! | #REF! | #REF! | #REF! | #REF! | #REF!
#REF! | #REF! | #REF! | #REF! | #REF! | #REF! | #REF! | #REF! | #REF! | #REF! | #REF! | #REF! | #REF! | #REF! | #REF!
#REF! | #REF! | #REF! | #REF! | #REF! | #REF! | #REF! | #REF! | #REF! | #REF! | #REF! | #REF! | #REF! | #REF! | #REF!
#REF! | #REF! | #REF! | #REF! | #REF! | #REF! | #REF! | #REF! | #REF! | #REF! | #REF! | #REF! | #REF! | #REF! | #REF!
#REF! | #REF! | #REF! | #REF! | #REF! | #REF! | #REF! | #REF! | #REF! | #REF! | #REF! | #REF! | #REF! | #REF! | #REF!
#REF! | #REF! | #REF! | #REF! | #REF! | #REF! | #REF! | #REF! | #REF! | #REF! | #REF! | #REF! | #REF! | #REF! | #REF!
#REF! | #REF! | #REF! | #REF! | #REF! | #REF! | #REF! | #REF! | #REF! | #REF! | #REF! | #REF! | #REF! | #REF! | #REF!
#REF! | #REF! | #REF! | #REF! | #REF! | #REF! | #REF! | #REF! | #REF! | #REF! | #REF! | #REF! | #REF! | #REF! | #REF!
#REF! | #REF! | #REF! | #REF! | #REF! | #REF! | #REF! | #REF! | #REF! | #REF! | #REF! | #REF! | #REF! | #REF! | #REF!
#REF! | #REF! | #REF! | #REF! | #REF! | #REF! | #REF! | #REF! | #REF! | #REF! | #REF! | #REF! | #REF! | #REF! | #REF!
#REF! | #REF! | #REF! | #REF! | #REF! | #REF! | #REF! | #REF! | #REF! | #REF! | #REF! | #REF! | #REF! | #REF! | #REF!
#REF! | #REF! | #REF! | #REF! | #REF! | #REF! | #REF! | #REF! | #REF! | #REF! | #REF! | #REF! | #REF! | #REF! | #REF!
#REF! | #REF! | #REF! | #REF! | #REF! | #REF! | #REF! | #REF! | #REF! | #REF! | #REF! | #REF! | #REF! | #REF! | #REF!
#REF! | #REF! | #REF! | #REF! | #REF! | #REF! | #REF! | #REF! | #REF! | #REF! | #REF! | #REF! | #REF! | #REF! | #REF!
#REF! | #REF! | #REF! | #REF! | #REF! | #REF! | #REF! | #REF! | #REF! | #REF! | #REF! | #REF! | #REF! | #REF! | #REF!
#REF! | #REF! | #REF! | #REF! | #REF! | #REF! | #REF! | #REF! | #REF! | #REF! | #REF! | #REF! | #REF! | #REF! | #REF!
#REF! | #REF! | #REF! | #REF! | #REF! | #REF! | #REF! | #REF! | #REF! | #REF! | #REF! | #REF! | #REF! | #REF! | #REF!
#REF! | #REF! | #REF! | #REF! | #REF! | #REF! | #REF! | #REF! | #REF! | #REF! | #REF! | #REF! | #REF! | #REF! | #REF!
#REF! | #REF! | #REF! | #REF! | #REF! | #REF! | #REF! | #REF! | #REF! | #REF! | #REF! | #REF! | #REF! | #REF! | #REF!
#REF! | #REF! | #REF! | #REF! | #REF! | #REF! | #REF! | #REF! | #REF! | #REF! | #REF! | #REF! | #REF! | #REF! | #REF!
#REF! | #REF! | #REF! | #REF! | #REF! | #REF! | #REF! | #REF! | #REF! | #REF! | #REF! | #REF! | #REF! | #REF! | #REF!
#REF! | #REF! | #REF! | #REF! | #REF! | #REF! | #REF! | #REF! | #REF! | #REF! | #REF! | #REF! | #REF! | #REF! | #REF!
#REF! | #REF! | #REF! | #REF! | #REF! | #REF! | #REF! | #REF! | #REF! | #REF! | #REF! | #REF! | #REF! | #REF! | #REF!
#REF! | #REF! | #REF! | #REF! | #REF! | #REF! | #REF! | #REF! | #REF! | #REF! | #REF! | #REF! | #REF! | #REF! | #REF!
#REF! | #REF! | #REF! | #REF! | #REF! | #REF! | #REF! | #REF! | #REF! | #REF! | #REF! | #REF! | #REF! | #REF! | #REF!
#REF! | #REF! | #REF! | #REF! | #REF! | #REF! | #REF! | #REF! | #REF! | #REF! | #REF! | #REF! | #REF! | #REF! | #REF!
#REF! | #REF! | #REF! | #REF! | #REF! | #REF! | #REF! | #REF! | #REF! | #REF! | #REF! | #REF! | #REF! | #REF! | #REF!
#REF! | #REF! | #REF! | #REF! | #REF! | #REF! | #REF! | #REF! | #REF! | #REF! | #REF! | #REF! | #REF! | #REF! | #REF!
#REF! | #REF! | #REF! | #REF! | #REF! | #REF! | #REF! | #REF! | #REF! | #REF! | #REF! | #REF! | #REF! | #REF! | #REF!
#REF! | #REF! | #REF! | #REF! | #REF! | #REF! | #REF! | #REF! | #REF! | #REF! | #REF! | #REF! | #REF! | #REF! | #REF!
#REF! | #REF! | #REF! | #REF! | #REF! | #REF! | #REF! | #REF! | #REF! | #REF! | #REF! | #REF! | #REF! | #REF! | #REF!
#REF! | #REF! | #REF! | #REF! | #REF! | #REF! | #REF! | #REF! | #REF! | #REF! | #REF! | #REF! | #REF! | #REF! | #REF!
#REF! | #REF! | #REF! | #REF! | #REF! | #REF! | #REF! | #REF! | #REF! | #REF! | #REF! | #REF! | #REF! | #REF! | #REF!
#REF! | #REF! | #REF! | #REF! | #REF! | #REF! | #REF! | #REF! | #REF! | #REF! | #REF! | #REF! | #REF! | #REF! | #REF!
#REF! | #REF! | #REF! | #REF! | #REF! | #REF! | #REF! | #REF! | #REF! | #REF! | #REF! | #REF! | #REF! | #REF! | #REF!
#REF! | #REF! | #REF! | #REF! | #REF! | #REF! | #REF! | #REF! | #REF! | #REF! | #REF! | #REF! | #REF! | #REF! | #REF!
#REF! | #REF! | #REF! | #REF! | #REF! | #REF! | #REF! | #REF! | #REF! | #REF! | #REF! | #REF! | #REF! | #REF! | #REF!
#REF! | #REF! | #REF! | #REF! | #REF! | #REF! | #REF! | #REF! | #REF! | #REF! | #REF! | #REF! | #REF! | #REF! | #REF!
#REF! | #REF! | #REF! | #REF! | #REF! | #REF! | #REF! | #REF! | #REF! | #REF! | #REF! | #REF! | #REF! | #REF! | #REF!
#REF! | #REF! | #REF! | #REF! | #REF! | #REF! | #REF! | #REF! | #REF! | #REF! | #REF! | #REF! | #REF! | #REF! | #REF!
#REF! | #REF! | #REF! | #REF! | #REF! | #REF! | #REF! | #REF! | #REF! | #REF! | #REF! | #REF! | #REF! | #REF! | #REF!
#REF! | #REF! | #REF! | #REF! | #REF! | #REF! | #REF! | #REF! | #REF! | #REF! | #REF! | #REF! | #REF! | #REF! | #REF!
#REF! | #REF! | #REF! | #REF! | #REF! | #REF! | #REF! | #REF! | #REF! | #REF! | #REF! | #REF! | #REF! | #REF! | #REF!
#REF! | #REF! | #REF! | #REF! | #REF! | #REF! | #REF! | #REF! | #REF! | #REF! | #REF! | #REF! | #REF! | #REF! | #REF!
#REF! | #REF! | #REF! | #REF! | #REF! | #REF! | #REF! | #REF! | #REF! | #REF! | #REF! | #REF! | #REF! | #REF! | #REF!
#REF! | #REF! | #REF! | #REF! | #REF! | #REF! | #REF! | #REF! | #REF! | #REF! | #REF! | #REF! | #REF! | #REF! | #REF!
#REF! | #REF! | #REF! | #REF! | #REF! | #REF! | #REF! | #REF! | #REF! | #REF! | #REF! | #REF! | #REF! | #REF! | #REF!
#REF! | #REF! | #REF! | #REF! | #REF! | #REF! | #REF! | #REF! | #REF! | #REF! | #REF! | #REF! | #REF! | #REF! | #REF!
#REF! | #REF! | #REF! | #REF! | #REF! | #REF! | #REF! | #REF! | #REF! | #REF! | #REF! | #REF! | #REF! | #REF! | #REF!
#REF! | #REF! | #REF! | #REF! | #REF! | #REF! | #REF! | #REF! | #REF! | #REF! | #REF! | #REF! | #REF! | #REF! | #REF!
#REF! | #REF! | #REF! | #REF! | #REF! | #REF! | #REF! | #REF! | #REF! | #REF! | #REF! | #REF! | #REF! | #REF! | #REF!
#REF! | #REF! | #REF! | #REF! | #REF! | #REF! | #REF! | #REF! | #REF! | #REF! | #REF! | #REF! | #REF! | #REF! | #REF!
#REF! | #REF! | #REF! | #REF! | #REF! | #REF! | #REF! | #REF! | #REF! | #REF! | #REF! | #REF! | #REF! | #REF! | #REF!
#REF! | #REF! | #REF! | #REF! | #REF! | #REF! | #REF! | #REF! | #REF! | #REF! | #REF! | #REF! | #REF! | #REF! | #REF!
#REF! | #REF! | #REF! | #REF! | #REF! | #REF! | #REF! | #REF! | #REF! | #REF! | #REF! | #REF! | #REF! | #REF! | #REF!
#REF! | #REF! | #REF! | #REF! | #REF! | #REF! | #REF! | #REF! | #REF! | #REF! | #REF! | #REF! | #REF! | #REF! | #REF!
#REF! | #REF! | #REF! | #REF! | #REF! | #REF! | #REF! | #REF! | #REF! | #REF! | #REF! | #REF! | #REF! | #REF! | #REF!
#REF! | #REF! | #REF! | #REF! | #REF! | #REF! | #REF! | #REF! | #REF! | #REF! | #REF! | #REF! | #REF! | #REF! | #REF!
#REF! | #REF! | #REF! | #REF! | #REF! | #REF! | #REF! | #REF! | #REF! | #REF! | #REF! | #REF! | #REF! | #REF! | #REF!
#REF! | #REF! | #REF! | #REF! | #REF! | #REF! | #REF! | #REF! | #REF! | #REF! | #REF! | #REF! | #REF! | #REF! | #REF!
#REF! | #REF! | #REF! | #REF! | #REF! | #REF! | #REF! | #REF! | #REF! | #REF! | #REF! | #REF! | #REF! | #REF! | #REF!
#REF! | #REF! | #REF! | #REF! | #REF! | #REF! | #REF! | #REF! | #REF! | #REF! | #REF! | #REF! | #REF! | #REF! | #REF!
#REF! | #REF! | #REF! | #REF! | #REF! | #REF! | #REF! | #REF! | #REF! | #REF! | #REF! | #REF! | #REF! | #REF! | #REF!
#REF! | #REF! | #REF! | #REF! | #REF! | #REF! | #REF! | #REF! | #REF! | #REF! | #REF! | #REF! | #REF! | #REF! | #REF!
#REF! | #REF! | #REF! | #REF! | #REF! | #REF! | #REF! | #REF! | #REF! | #REF! | #REF! | #REF! | #REF! | #REF! | #REF!
#REF! | #REF! | #REF! | #REF! | #REF! | #REF! | #REF! | #REF! | #REF! | #REF! | #REF! | #REF! | #REF! | #REF! | #REF!
#REF! | #REF! | #REF! | #REF! | #REF! | #REF! | #REF! | #REF! | #REF! | #REF! | #REF! | #REF! | #REF! | #REF! | #REF!
#REF! | #REF! | #REF! | #REF! | #REF! | #REF! | #REF! | #REF! | #REF! | #REF! | #REF! | #REF! | #REF! | #REF! | #REF!
#REF! | #REF! | #REF! | #REF! | #REF! | #REF! | #REF! | #REF! | #REF! | #REF! | #REF! | #REF! | #REF! | #REF! | #REF!
#REF! | #REF! | #REF! | #REF! | #REF! | #REF! | #REF! | #REF! | #REF! | #REF! | #REF! | #REF! | #REF! | #REF! | #REF!
#REF! | #REF! | #REF! | #REF! | #REF! | #REF! | #REF! | #REF! | #REF! | #REF! | #REF! | #REF! | #REF! | #REF! | #REF!
#REF! | #REF! | #REF! | #REF! | #REF! | #REF! | #REF! | #REF! | #REF! | #REF! | #REF! | #REF! | #REF! | #REF! | #REF!
#REF! | #REF! | #REF! | #REF! | #REF! | #REF! | #REF! | #REF! | #REF! | #REF! | #REF! | #REF! | #REF! | #REF! | #REF!
#REF! | #REF! | #REF! | #REF! | #REF! | #REF! | #REF! | #REF! | #REF! | #REF! | #REF! | #REF! | #REF! | #REF! | #REF!
#REF! | #REF! | #REF! | #REF! | #REF! | #REF! | #REF! | #REF! | #REF! | #REF! | #REF! | #REF! | #REF! | #REF! | #REF!
#REF! | #REF! | #REF! | #REF! | #REF! | #REF! | #REF! | #REF! | #REF! | #REF! | #REF! | #REF! | #REF! | #REF! | #REF!
#REF! | #REF! | #REF! | #REF! | #REF! | #REF! | #REF! | #REF! | #REF! | #REF! | #REF! | #REF! | #REF! | #REF! | #REF!
#REF! | #REF! | #REF! | #REF! | #REF! | #REF! | #REF! | #REF! | #REF! | #REF! | #REF! | #REF! | #REF! | #REF! | #REF!
#REF! | #REF! | #REF! | #REF! | #REF! | #REF! | #REF! | #REF! | #REF! | #REF! | #REF! | #REF! | #REF! | #REF! | #REF!
#REF! | #REF! | #REF! | #REF! | #REF! | #REF! | #REF! | #REF! | #REF! | #REF! | #REF! | #REF! | #REF! | #REF! | #REF!
#REF! | #REF! | #REF! | #REF! | #REF! | #REF! | #REF! | #REF! | #REF! | #REF! | #REF! | #REF! | #REF! | #REF! | #REF!
#REF! | #REF! | #REF! | #REF! | #REF! | #REF! | #REF! | #REF! | #REF! | #REF! | #REF! | #REF! | #REF! | #REF! | #REF!
#REF! | #REF! | #REF! | #REF! | #REF! | #REF! | #REF! | #REF! | #REF! | #REF! | #REF! | #REF! | #REF! | #REF! | #REF!
#REF! | #REF! | #REF! | #REF! | #REF! | #REF! | #REF! | #REF! | #REF! | #REF! | #REF! | #REF! | #REF! | #REF! | #REF!
#REF! | #REF! | #REF! | #REF! | #REF! | #REF! | #REF! | #REF! | #REF! | #REF! | #REF! | #REF! | #REF! | #REF! | #REF!
#REF! | #REF! | #REF! | #REF! | #REF! | #REF! | #REF! | #REF! | #REF! | #REF! | #REF! | #REF! | #REF! | #REF! | #REF!
#REF! | #REF! | #REF! | #REF! | #REF! | #REF! | #REF! | #REF! | #REF! | #REF! | #REF! | #REF! | #REF! | #REF! | #REF!
#REF! | #REF! | #REF! | #REF! | #REF! | #REF! | #REF! | #REF! | #REF! | #REF! | #REF! | #REF! | #REF! | #REF! | #REF!
#REF! | #REF! | #REF! | #REF! | #REF! | #REF! | #REF! | #REF! | #REF! | #REF! | #REF! | #REF! | #REF! | #REF! | #REF!
#REF! | #REF! | #REF! | #REF! | #REF! | #REF! | #REF! | #REF! | #REF! | #REF! | #REF! | #REF! | #REF! | #REF! | #REF!
#REF! | #REF! | #REF! | #REF! | #REF! | #REF! | #REF! | #REF! | #REF! | #REF! | #REF! | #REF! | #REF! | #REF! | #REF!
#REF! | #REF! | #REF! | #REF! | #REF! | #REF! | #REF! | #REF! | #REF! | #REF! | #REF! | #REF! | #REF! | #REF! | #REF!
#REF! | #REF! | #REF! | #REF! | #REF! | #REF! | #REF! | #REF! | #REF! | #REF! | #REF! | #REF! | #REF! | #REF! | #REF!
#REF! | #REF! | #REF! | #REF! | #REF! | #REF! | #REF! | #REF! | #REF! | #REF! | #REF! | #REF! | #REF! | #REF! | #REF!
#REF! | #REF! | #REF! | #REF! | #REF! | #REF! | #REF! | #REF! | #REF! | #REF! | #REF! | #REF! | #REF! | #REF! | #REF!
#REF! | #REF! | #REF! | #REF! | #REF! | #REF! | #REF! | #REF! | #REF! | #REF! | #REF! | #REF! | #REF! | #REF! | #REF!
#REF! | #REF! | #REF! | #REF! | #REF! | #REF! | #REF! | #REF! | #REF! | #REF! | #REF! | #REF! | #REF! | #REF! | #REF!
#REF! | #REF! | #REF! | #REF! | #REF! | #REF! | #REF! | #REF! | #REF! | #REF! | #REF! | #REF! | #REF! | #REF! | #REF!
#REF! | #REF! | #REF! | #REF! | #REF! | #REF! | #REF! | #REF! | #REF! | #REF! | #REF! | #REF! | #REF! | #REF! | #REF!
#REF! | #REF! | #REF! | #REF! | #REF! | #REF! | #REF! | #REF! | #REF! | #REF! | #REF! | #REF! | #REF! | #REF! | #REF!
#REF! | #REF! | #REF! | #REF! | #REF! | #REF! | #REF! | #REF! | #REF! | #REF! | #REF! | #REF! | #REF! | #REF! | #REF!
#REF! | #REF! | #REF! | #REF! | #REF! | #REF! | #REF! | #REF! | #REF! | #REF! | #REF! | #REF! | #REF! | #REF! | #REF!
#REF! | #REF! | #REF! | #REF! | #REF! | #REF! | #REF! | #REF! | #REF! | #REF! | #REF! | #REF! | #REF! | #REF! | #REF!
#REF! | #REF! | #REF! | #REF! | #REF! | #REF! | #REF! | #REF! | #REF! | #REF! | #REF! | #REF! | #REF! | #REF! | #REF!
#REF! | #REF! | #REF! | #REF! | #REF! | #REF! | #REF! | #REF! | #REF! | #REF! | #REF! | #REF! | #REF! | #REF! | #REF!
#REF! | #REF! | #REF! | #REF! | #REF! | #REF! | #REF! | #REF! | #REF! | #REF! | #REF! | #REF! | #REF! | #REF! | #REF!
#REF! | #REF! | #REF! | #REF! | #REF! | #REF! | #REF! | #REF! | #REF! | #REF! | #REF! | #REF! | #REF! | #REF! | #REF!
#REF! | #REF! | #REF! | #REF! | #REF! | #REF! | #REF! | #REF! | #REF! | #REF! | #REF! | #REF! | #REF! | #REF! | #REF!
#REF! | #REF! | #REF! | #REF! | #REF! | #REF! | #REF! | #REF! | #REF! | #REF! | #REF! | #REF! | #REF! | #REF! | #REF!
#REF! | #REF! | #REF! | #REF! | #REF! | #REF! | #REF! | #REF! | #REF! | #REF! | #REF! | #REF! | #REF! | #REF! | #REF!
#REF! | #REF! | #REF! | #REF! | #REF! | #REF! | #REF! | #REF! | #REF! | #REF! | #REF! | #REF! | #REF! | #REF! | #REF!
#REF! | #REF! | #REF! | #REF! | #REF! | #REF! | #REF! | #REF! | #REF! | #REF! | #REF! | #REF! | #REF! | #REF! | #REF!
#REF! | #REF! | #REF! | #REF! | #REF! | #REF! | #REF! | #REF! | #REF! | #REF! | #REF! | #REF! | #REF! | #REF! | #REF!
#REF! | #REF! | #REF! | #REF! | #REF! | #REF! | #REF! | #REF! | #REF! | #REF! | #REF! | #REF! | #REF! | #REF! | #REF!
#REF! | #REF! | #REF! | #REF! | #REF! | #REF! | #REF! | #REF! | #REF! | #REF! | #REF! | #REF! | #REF! | #REF! | #REF!
#REF! | #REF! | #REF! | #REF! | #REF! | #REF! | #REF! | #REF! | #REF! | #REF! | #REF! | #REF! | #REF! | #REF! | #REF!
#REF! | #REF! | #REF! | #REF! | #REF! | #REF! | #REF! | #REF! | #REF! | #REF! | #REF! | #REF! | #REF! | #REF! | #REF!
#REF! | #REF! | #REF! | #REF! | #REF! | #REF! | #REF! | #REF! | #REF! | #REF! | #REF! | #REF! | #REF! | #REF! | #REF!
#REF! | #REF! | #REF! | #REF! | #REF! | #REF! | #REF! | #REF! | #REF! | #REF! | #REF! | #REF! | #REF! | #REF! | #REF!
#REF! | #REF! | #REF! | #REF! | #REF! | #REF! | #REF! | #REF! | #REF! | #REF! | #REF! | #REF! | #REF! | #REF! | #REF!
#REF! | #REF! | #REF! | #REF! | #REF! | #REF! | #REF! | #REF! | #REF! | #REF! | #REF! | #REF! | #REF! | #REF! | #REF!
#REF! | #REF! | #REF! | #REF! | #REF! | #REF! | #REF! | #REF! | #REF! | #REF! | #REF! | #REF! | #REF! | #REF! | #REF!
#REF! | #REF! | #REF! | #REF! | #REF! | #REF! | #REF! | #REF! | #REF! | #REF! | #REF! | #REF! | #REF! | #REF! | #REF!
#REF! | #REF! | #REF! | #REF! | #REF! | #REF! | #REF! | #REF! | #REF! | #REF! | #REF! | #REF! | #REF! | #REF! | #REF!
#REF! | #REF! | #REF! | #REF! | #REF! | #REF! | #REF! | #REF! | #REF! | #REF! | #REF! | #REF! | #REF! | #REF! | #REF!
#REF! | #REF! | #REF! | #REF! | #REF! | #REF! | #REF! | #REF! | #REF! | #REF! | #REF! | #REF! | #REF! | #REF! | #REF!
#REF! | #REF! | #REF! | #REF! | #REF! | #REF! | #REF! | #REF! | #REF! | #REF! | #REF! | #REF! | #REF! | #REF! | #REF!
#REF! | #REF! | #REF! | #REF! | #REF! | #REF! | #REF! | #REF! | #REF! | #REF! | #REF! | #REF! | #REF! | #REF! | #REF!
#REF! | #REF! | #REF! | #REF! | #REF! | #REF! | #REF! | #REF! | #REF! | #REF! | #REF! | #REF! | #REF! | #REF! | #REF!
#REF! | #REF! | #REF! | #REF! | #REF! | #REF! | #REF! | #REF! | #REF! | #REF! | #REF! | #REF! | #REF! | #REF! | #REF!
#REF! | #REF! | #REF! | #REF! | #REF! | #REF! | #REF! | #REF! | #REF! | #REF! | #REF! | #REF! | #REF! | #REF! | #REF!
#REF! | #REF! | #REF! | #REF! | #REF! | #REF! | #REF! | #REF! | #REF! | #REF! | #REF! | #REF! | #REF! | #REF! | #REF!
#REF! | #REF! | #REF! | #REF! | #REF! | #REF! | #REF! | #REF! | #REF! | #REF! | #REF! | #REF! | #REF! | #REF! | #REF!
#REF! | #REF! | #REF! | #REF! | #REF! | #REF! | #REF! | #REF! | #REF! | #REF! | #REF! | #REF! | #REF! | #REF! | #REF!
#REF! | #REF! | #REF! | #REF! | #REF! | #REF! | #REF! | #REF! | #REF! | #REF! | #REF! | #REF! | #REF! | #REF! | #REF!
#REF! | #REF! | #REF! | #REF! | #REF! | #REF! | #REF! | #REF! | #REF! | #REF! | #REF! | #REF! | #REF! | #REF! | #REF!
#REF! | #REF! | #REF! | #REF! | #REF! | #REF! | #REF! | #REF! | #REF! | #REF! | #REF! | #REF! | #REF! | #REF! | #REF!
#REF! | #REF! | #REF! | #REF! | #REF! | #REF! | #REF! | #REF! | #REF! | #REF! | #REF! | #REF! | #REF! | #REF! | #REF!
#REF! | #REF! | #REF! | #REF! | #REF! | #REF! | #REF! | #REF! | #REF! | #REF! | #REF! | #REF! | #REF! | #REF! | #REF!
#REF! | #REF! | #REF! | #REF! | #REF! | #REF! | #REF! | #REF! | #REF! | #REF! | #REF! | #REF! | #REF! | #REF! | #REF!
#REF! | #REF! | #REF! | #REF! | #REF! | #REF! | #REF! | #REF! | #REF! | #REF! | #REF! | #REF! | #REF! | #REF! | #REF!
#REF! | #REF! | #REF! | #REF! | #REF! | #REF! | #REF! | #REF! | #REF! | #REF! | #REF! | #REF! | #REF! | #REF! | #REF!
#REF! | #REF! | #REF! | #REF! | #REF! | #REF! | #REF! | #REF! | #REF! | #REF! | #REF! | #REF! | #REF! | #REF! | #REF!
#REF! | #REF! | #REF! | #REF! | #REF! | #REF! | #REF! | #REF! | #REF! | #REF! | #REF! | #REF! | #REF! | #REF! | #REF!
#REF! | #REF! | #REF! | #REF! | #REF! | #REF! | #REF! | #REF! | #REF! | #REF! | #REF! | #REF! | #REF! | #REF! | #REF!
#REF! | #REF! | #REF! | #REF! | #REF! | #REF! | #REF! | #REF! | #REF! | #REF! | #REF! | #REF! | #REF! | #REF! | #REF!
#REF! | #REF! | #REF! | #REF! | #REF! | #REF! | #REF! | #REF! | #REF! | #REF! | #REF! | #REF! | #REF! | #REF! | #REF!
#REF! | #REF! | #REF! | #REF! | #REF! | #REF! | #REF! | #REF! | #REF! | #REF! | #REF! | #REF! | #REF! | #REF! | #REF!
#REF! | #REF! | #REF! | #REF! | #REF! | #REF! | #REF! | #REF! | #REF! | #REF! | #REF! | #REF! | #REF! | #REF! | #REF!
#REF! | #REF! | #REF! | #REF! | #REF! | #REF! | #REF! | #REF! | #REF! | #REF! | #REF! | #REF! | #REF! | #REF! | #REF!
#REF! | #REF! | #REF! | #REF! | #REF! | #REF! | #REF! | #REF! | #REF! | #REF! | #REF! | #REF! | #REF! | #REF! | #REF!
#REF! | #REF! | #REF! | #REF! | #REF! | #REF! | #REF! | #REF! | #REF! | #REF! | #REF! | #REF! | #REF! | #REF! | #REF!
#REF! | #REF! | #REF! | #REF! | #REF! | #REF! | #REF! | #REF! | #REF! | #REF! | #REF! | #REF! | #REF! | #REF! | #REF!
#REF! | #REF! | #REF! | #REF! | #REF! | #REF! | #REF! | #REF! | #REF! | #REF! | #REF! | #REF! | #REF! | #REF! | #REF!
#REF! | #REF! | #REF! | #REF! | #REF! | #REF! | #REF! | #REF! | #REF! | #REF! | #REF! | #REF! | #REF! | #REF! | #REF!
#REF! | #REF! | #REF! | #REF! | #REF! | #REF! | #REF! | #REF! | #REF! | #REF! | #REF! | #REF! | #REF! | #REF! | #REF!
#REF! | #REF! | #REF! | #REF! | #REF! | #REF! | #REF! | #REF! | #REF! | #REF! | #REF! | #REF! | #REF! | #REF! | #REF!
#REF! | #REF! | #REF! | #REF! | #REF! | #REF! | #REF! | #REF! | #REF! | #REF! | #REF! | #REF! | #REF! | #REF! | #REF!
#REF! | #REF! | #REF! | #REF! | #REF! | #REF! | #REF! | #REF! | #REF! | #REF! | #REF! | #REF! | #REF! | #REF! | #REF!
#REF! | #REF! | #REF! | #REF! | #REF! | #REF! | #REF! | #REF! | #REF! | #REF! | #REF! | #REF! | #REF! | #REF! | #REF!
#REF! | #REF! | #REF! | #REF! | #REF! | #REF! | #REF! | #REF! | #REF! | #REF! | #REF! | #REF! | #REF! | #REF! | #REF!
#REF! | #REF! | #REF! | #REF! | #REF! | #REF! | #REF! | #REF! | #REF! | #REF! | #REF! | #REF! | #REF! | #REF! | #REF!
#REF! | #REF! | #REF! | #REF! | #REF! | #REF! | #REF! | #REF! | #REF! | #REF! | #REF! | #REF! | #REF! | #REF! | #REF!
#REF! | #REF! | #REF! | #REF! | #REF! | #REF! | #REF! | #REF! | #REF! | #REF! | #REF! | #REF! | #REF! | #REF! | #REF!
#REF! | #REF! | #REF! | #REF! | #REF! | #REF! | #REF! | #REF! | #REF! | #REF! | #REF! | #REF! | #REF! | #REF! | #REF!
#REF! | #REF! | #REF! | #REF! | #REF! | #REF! | #REF! | #REF! | #REF! | #REF! | #REF! | #REF! | #REF! | #REF! | #REF!
#REF! | #REF! | #REF! | #REF! | #REF! | #REF! | #REF! | #REF! | #REF! | #REF! | #REF! | #REF! | #REF! | #REF! | #REF!
#REF! | #REF! | #REF! | #REF! | #REF! | #REF! | #REF! | #REF! | #REF! | #REF! | #REF! | #REF! | #REF! | #REF! | #REF!
#REF! | #REF! | #REF! | #REF! | #REF! | #REF! | #REF! | #REF! | #REF! | #REF! | #REF! | #REF! | #REF! | #REF! | #REF!
#REF! | #REF! | #REF! | #REF! | #REF! | #REF! | #REF! | #REF! | #REF! | #REF! | #REF! | #REF! | #REF! | #REF! | #REF!
#REF! | #REF! | #REF! | #REF! | #REF! | #REF! | #REF! | #REF! | #REF! | #REF! | #REF! | #REF! | #REF! | #REF! | #REF!
#REF! | #REF! | #REF! | #REF! | #REF! | #REF! | #REF! | #REF! | #REF! | #REF! | #REF! | #REF! | #REF! | #REF! | #REF!
#REF! | #REF! | #REF! | #REF! | #REF! | #REF! | #REF! | #REF! | #REF! | #REF! | #REF! | #REF! | #REF! | #REF! | #REF!
#REF! | #REF! | #REF! | #REF! | #REF! | #REF! | #REF! | #REF! | #REF! | #REF! | #REF! | #REF! | #REF! | #REF! | #REF!
#REF! | #REF! | #REF! | #REF! | #REF! | #REF! | #REF! | #REF! | #REF! | #REF! | #REF! | #REF! | #REF! | #REF! | #REF!
#REF! | #REF! | #REF! | #REF! | #REF! | #REF! | #REF! | #REF! | #REF! | #REF! | #REF! | #REF! | #REF! | #REF! | #REF!
#REF! | #REF! | #REF! | #REF! | #REF! | #REF! | #REF! | #REF! | #REF! | #REF! | #REF! | #REF! | #REF! | #REF! | #REF!
#REF! | #REF! | #REF! | #REF! | #REF! | #REF! | #REF! | #REF! | #REF! | #REF! | #REF! | #REF! | #REF! | #REF! | #REF!
#REF! | #REF! | #REF! | #REF! | #REF! | #REF! | #REF! | #REF! | #REF! | #REF! | #REF! | #REF! | #REF! | #REF! | #REF!
#REF! | #REF! | #REF! | #REF! | #REF! | #REF! | #REF! | #REF! | #REF! | #REF! | #REF! | #REF! | #REF! | #REF! | #REF!
#REF! | #REF! | #REF! | #REF! | #REF! | #REF! | #REF! | #REF! | #REF! | #REF! | #REF! | #REF! | #REF! | #REF! | #REF!
#REF! | #REF! | #REF! | #REF! | #REF! | #REF! | #REF! | #REF! | #REF! | #REF! | #REF! | #REF! | #REF! | #REF! | #REF!
#REF! | #REF! | #REF! | #REF! | #REF! | #REF! | #REF! | #REF! | #REF! | #REF! | #REF! | #REF! | #REF! | #REF! | #REF!
#REF! | #REF! | #REF! | #REF! | #REF! | #REF! | #REF! | #REF! | #REF! | #REF! | #REF! | #REF! | #REF! | #REF! | #REF!
#REF! | #REF! | #REF! | #REF! | #REF! | #REF! | #REF! | #REF! | #REF! | #REF! | #REF! | #REF! | #REF! | #REF! | #REF!
#REF! | #REF! | #REF! | #REF! | #REF! | #REF! | #REF! | #REF! | #REF! | #REF! | #REF! | #REF! | #REF! | #REF! | #REF!
#REF! | #REF! | #REF! | #REF! | #REF! | #REF! | #REF! | #REF! | #REF! | #REF! | #REF! | #REF! | #REF! | #REF! | #REF!
#REF! | #REF! | #REF! | #REF! | #REF! | #REF! | #REF! | #REF! | #REF! | #REF! | #REF! | #REF! | #REF! | #REF! | #REF!
#REF! | #REF! | #REF! | #REF! | #REF! | #REF! | #REF! | #REF! | #REF! | #REF! | #REF! | #REF! | #REF! | #REF! | #REF!
#REF! | #REF! | #REF! | #REF! | #REF! | #REF! | #REF! | #REF! | #REF! | #REF! | #REF! | #REF! | #REF! | #REF! | #REF!
#REF! | #REF! | #REF! | #REF! | #REF! | #REF! | #REF! | #REF! | #REF! | #REF! | #REF! | #REF! | #REF! | #REF! | #REF!
#REF! | #REF! | #REF! | #REF! | #REF! | #REF! | #REF! | #REF! | #REF! | #REF! | #REF! | #REF! | #REF! | #REF! | #REF!
#REF! | #REF! | #REF! | #REF! | #REF! | #REF! | #REF! | #REF! | #REF! | #REF! | #REF! | #REF! | #REF! | #REF! | #REF!
#REF! | #REF! | #REF! | #REF! | #REF! | #REF! | #REF! | #REF! | #REF! | #REF! | #REF! | #REF! | #REF! | #REF! | #REF!
#REF! | #REF! | #REF! | #REF! | #REF! | #REF! | #REF! | #REF! | #REF! | #REF! | #REF! | #REF! | #REF! | #REF! | #REF!
#REF! | #REF! | #REF! | #REF! | #REF! | #REF! | #REF! | #REF! | #REF! | #REF! | #REF! | #REF! | #REF! | #REF! | #REF!
#REF! | #REF! | #REF! | #REF! | #REF! | #REF! | #REF! | #REF! | #REF! | #REF! | #REF! | #REF! | #REF! | #REF! | #REF!
#REF! | #REF! | #REF! | #REF! | #REF! | #REF! | #REF! | #REF! | #REF! | #REF! | #REF! | #REF! | #REF! | #REF! | #REF!
#REF! | #REF! | #REF! | #REF! | #REF! | #REF! | #REF! | #REF! | #REF! | #REF! | #REF! | #REF! | #REF! | #REF! | #REF!
#REF! | #REF! | #REF! | #REF! | #REF! | #REF! | #REF! | #REF! | #REF! | #REF! | #REF! | #REF! | #REF! | #REF! | #REF!
#REF! | #REF! | #REF! | #REF! | #REF! | #REF! | #REF! | #REF! | #REF! | #REF! | #REF! | #REF! | #REF! | #REF! | #REF!
#REF! | #REF! | #REF! | #REF! | #REF! | #REF! | #REF! | #REF! | #REF! | #REF! | #REF! | #REF! | #REF! | #REF! | #REF!
#REF! | #REF! | #REF! | #REF! | #REF! | #REF! | #REF! | #REF! | #REF! | #REF! | #REF! | #REF! | #REF! | #REF! | #REF!
#REF! | #REF! | #REF! | #REF! | #REF! | #REF! | #REF! | #REF! | #REF! | #REF! | #REF! | #REF! | #REF! | #REF! | #REF!
#REF! | #REF! | #REF! | #REF! | #REF! | #REF! | #REF! | #REF! | #REF! | #REF! | #REF! | #REF! | #REF! | #REF! | #REF!
#REF! | #REF! | #REF! | #REF! | #REF! | #REF! | #REF! | #REF! | #REF! | #REF! | #REF! | #REF! | #REF! | #REF! | #REF!
#REF! | #REF! | #REF! | #REF! | #REF! | #REF! | #REF! | #REF! | #REF! | #REF! | #REF! | #REF! | #REF! | #REF! | #REF!
#REF! | #REF! | #REF! | #REF! | #REF! | #REF! | #REF! | #REF! | #REF! | #REF! | #REF! | #REF! | #REF! | #REF! | #REF!
#REF! | #REF! | #REF! | #REF! | #REF! | #REF! | #REF! | #REF! | #REF! | #REF! | #REF! | #REF! | #REF! | #REF! | #REF!
#REF! | #REF! | #REF! | #REF! | #REF! | #REF! | #REF! | #REF! | #REF! | #REF! | #REF! | #REF! | #REF! | #REF! | #REF!
#REF! | #REF! | #REF! | #REF! | #REF! | #REF! | #REF! | #REF! | #REF! | #REF! | #REF! | #REF! | #REF! | #REF! | #REF!
#REF! | #REF! | #REF! | #REF! | #REF! | #REF! | #REF! | #REF! | #REF! | #REF! | #REF! | #REF! | #REF! | #REF! | #REF!
#REF! | #REF! | #REF! | #REF! | #REF! | #REF! | #REF! | #REF! | #REF! | #REF! | #REF! | #REF! | #REF! | #REF! | #REF!
#REF! | #REF! | #REF! | #REF! | #REF! | #REF! | #REF! | #REF! | #REF! | #REF! | #REF! | #REF! | #REF! | #REF! | #REF!
#REF! | #REF! | #REF! | #REF! | #REF! | #REF! | #REF! | #REF! | #REF! | #REF! | #REF! | #REF! | #REF! | #REF! | #REF!
#REF! | #REF! | #REF! | #REF! | #REF! | #REF! | #REF! | #REF! | #REF! | #REF! | #REF! | #REF! | #REF! | #REF! | #REF!
#REF! | #REF! | #REF! | #REF! | #REF! | #REF! | #REF! | #REF! | #REF! | #REF! | #REF! | #REF! | #REF! | #REF! | #REF!
#REF! | #REF! | #REF! | #REF! | #REF! | #REF! | #REF! | #REF! | #REF! | #REF! | #REF! | #REF! | #REF! | #REF! | #REF!
#REF! | #REF! | #REF! | #REF! | #REF! | #REF! | #REF! | #REF! | #REF! | #REF! | #REF! | #REF! | #REF! | #REF! | #REF!
#REF! | #REF! | #REF! | #REF! | #REF! | #REF! | #REF! | #REF! | #REF! | #REF! | #REF! | #REF! | #REF! | #REF! | #REF!
#REF! | #REF! | #REF! | #REF! | #REF! | #REF! | #REF! | #REF! | #REF! | #REF! | #REF! | #REF! | #REF! | #REF! | #REF!
#REF! | #REF! | #REF! | #REF! | #REF! | #REF! | #REF! | #REF! | #REF! | #REF! | #REF! | #REF! | #REF! | #REF! | #REF!
#REF! | #REF! | #REF! | #REF! | #REF! | #REF! | #REF! | #REF! | #REF! | #REF! | #REF! | #REF! | #REF! | #REF! | #REF!
#REF! | #REF! | #REF! | #REF! | #REF! | #REF! | #REF! | #REF! | #REF! | #REF! | #REF! | #REF! | #REF! | #REF! | #REF!
#REF! | #REF! | #REF! | #REF! | #REF! | #REF! | #REF! | #REF! | #REF! | #REF! | #REF! | #REF! | #REF! | #REF! | #REF!
#REF! | #REF! | #REF! | #REF! | #REF! | #REF! | #REF! | #REF! | #REF! | #REF! | #REF! | #REF! | #REF! | #REF! | #REF!
#REF! | #REF! | #REF! | #REF! | #REF! | #REF! | #REF! | #REF! | #REF! | #REF! | #REF! | #REF! | #REF! | #REF! | #REF!
#REF! | #REF! | #REF! | #REF! | #REF! | #REF! | #REF! | #REF! | #REF! | #REF! | #REF! | #REF! | #REF! | #REF! | #REF!
#REF! | #REF! | #REF! | #REF! | #REF! | #REF! | #REF! | #REF! | #REF! | #REF! | #REF! | #REF! | #REF! | #REF! | #REF!
#REF! | #REF! | #REF! | #REF! | #REF! | #REF! | #REF! | #REF! | #REF! | #REF! | #REF! | #REF! | #REF! | #REF! | #REF!
#REF! | #REF! | #REF! | #REF! | #REF! | #REF! | #REF! | #REF! | #REF! | #REF! | #REF! | #REF! | #REF! | #REF! | #REF!
#REF! | #REF! | #REF! | #REF! | #REF! | #REF! | #REF! | #REF! | #REF! | #REF! | #REF! | #REF! | #REF! | #REF! | #REF!
#REF! | #REF! | #REF! | #REF! | #REF! | #REF! | #REF! | #REF! | #REF! | #REF! | #REF! | #REF! | #REF! | #REF! | #REF!
#REF! | #REF! | #REF! | #REF! | #REF! | #REF! | #REF! | #REF! | #REF! | #REF! | #REF! | #REF! | #REF! | #REF! | #REF!
#REF! | #REF! | #REF! | #REF! | #REF! | #REF! | #REF! | #REF! | #REF! | #REF! | #REF! | #REF! | #REF! | #REF! | #REF!
#REF! | #REF! | #REF! | #REF! | #REF! | #REF! | #REF! | #REF! | #REF! | #REF! | #REF! | #REF! | #REF! | #REF! | #REF!
#REF! | #REF! | #REF! | #REF! | #REF! | #REF! | #REF! | #REF! | #REF! | #REF! | #REF! | #REF! | #REF! | #REF! | #REF!
#REF! | #REF! | #REF! | #REF! | #REF! | #REF! | #REF! | #REF! | #REF! | #REF! | #REF! | #REF! | #REF! | #REF! | #REF!
#REF! | #REF! | #REF! | #REF! | #REF! | #REF! | #REF! | #REF! | #REF! | #REF! | #REF! | #REF! | #REF! | #REF! | #REF!
#REF! | #REF! | #REF! | #REF! | #REF! | #REF! | #REF! | #REF! | #REF! | #REF! | #REF! | #REF! | #REF! | #REF! | #REF!
#REF! | #REF! | #REF! | #REF! | #REF! | #REF! | #REF! | #REF! | #REF! | #REF! | #REF! | #REF! | #REF! | #REF! | #REF!
#REF! | #REF! | #REF! | #REF! | #REF! | #REF! | #REF! | #REF! | #REF! | #REF! | #REF! | #REF! | #REF! | #REF! | #REF!
#REF! | #REF! | #REF! | #REF! | #REF! | #REF! | #REF! | #REF! | #REF! | #REF! | #REF! | #REF! | #REF! | #REF! | #REF!
#REF! | #REF! | #REF! | #REF! | #REF! | #REF! | #REF! | #REF! | #REF! | #REF! | #REF! | #REF! | #REF! | #REF! | #REF!
#REF! | #REF! | #REF! | #REF! | #REF! | #REF! | #REF! | #REF! | #REF! | #REF! | #REF! | #REF! | #REF! | #REF! | #REF!
#REF! | #REF! | #REF! | #REF! | #REF! | #REF! | #REF! | #REF! | #REF! | #REF! | #REF! | #REF! | #REF! | #REF! | #REF!
#REF! | #REF! | #REF! | #REF! | #REF! | #REF! | #REF! | #REF! | #REF! | #REF! | #REF! | #REF! | #REF! | #REF! | #REF!
#REF! | #REF! | #REF! | #REF! | #REF! | #REF! | #REF! | #REF! | #REF! | #REF! | #REF! | #REF! | #REF! | #REF! | #REF!
#REF! | #REF! | #REF! | #REF! | #REF! | #REF! | #REF! | #REF! | #REF! | #REF! | #REF! | #REF! | #REF! | #REF! | #REF!
#REF! | #REF! | #REF! | #REF! | #REF! | #REF! | #REF! | #REF! | #REF! | #REF! | #REF! | #REF! | #REF! | #REF! | #REF!
#REF! | #REF! | #REF! | #REF! | #REF! | #REF! | #REF! | #REF! | #REF! | #REF! | #REF! | #REF! | #REF! | #REF! | #REF!
#REF! | #REF! | #REF! | #REF! | #REF! | #REF! | #REF! | #REF! | #REF! | #REF! | #REF! | #REF! | #REF! | #REF! | #REF!
#REF! | #REF! | #REF! | #REF! | #REF! | #REF! | #REF! | #REF! | #REF! | #REF! | #REF! | #REF! | #REF! | #REF! | #REF!
#REF! | #REF! | #REF! | #REF! | #REF! | #REF! | #REF! | #REF! | #REF! | #REF! | #REF! | #REF! | #REF! | #REF! | #REF!
#REF! | #REF! | #REF! | #REF! | #REF! | #REF! | #REF! | #REF! | #REF! | #REF! | #REF! | #REF! | #REF! | #REF! | #REF!
#REF! | #REF! | #REF! | #REF! | #REF! | #REF! | #REF! | #REF! | #REF! | #REF! | #REF! | #REF! | #REF! | #REF! | #REF!
#REF! | #REF! | #REF! | #REF! | #REF! | #REF! | #REF! | #REF! | #REF! | #REF! | #REF! | #REF! | #REF! | #REF! | #REF!
#REF! | #REF! | #REF! | #REF! | #REF! | #REF! | #REF! | #REF! | #REF! | #REF! | #REF! | #REF! | #REF! | #REF! | #REF!
#REF! | #REF! | #REF! | #REF! | #REF! | #REF! | #REF! | #REF! | #REF! | #REF! | #REF! | #REF! | #REF! | #REF! | #REF!
#REF! | #REF! | #REF! | #REF! | #REF! | #REF! | #REF! | #REF! | #REF! | #REF! | #REF! | #REF! | #REF! | #REF! | #REF!
#REF! | #REF! | #REF! | #REF! | #REF! | #REF! | #REF! | #REF! | #REF! | #REF! | #REF! | #REF! | #REF! | #REF! | #REF!
#REF! | #REF! | #REF! | #REF! | #REF! | #REF! | #REF! | #REF! | #REF! | #REF! | #REF! | #REF! | #REF! | #REF! | #REF!
#REF! | #REF! | #REF! | #REF! | #REF! | #REF! | #REF! | #REF! | #REF! | #REF! | #REF! | #REF! | #REF! | #REF! | #REF!
#REF! | #REF! | #REF! | #REF! | #REF! | #REF! | #REF! | #REF! | #REF! | #REF! | #REF! | #REF! | #REF! | #REF! | #REF!
#REF! | #REF! | #REF! | #REF! | #REF! | #REF! | #REF! | #REF! | #REF! | #REF! | #REF! | #REF! | #REF! | #REF! | #REF!
#REF! | #REF! | #REF! | #REF! | #REF! | #REF! | #REF! | #REF! | #REF! | #REF! | #REF! | #REF! | #REF! | #REF! | #REF!
#REF! | #REF! | #REF! | #REF! | #REF! | #REF! | #REF! | #REF! | #REF! | #REF! | #REF! | #REF! | #REF! | #REF! | #REF!
#REF! | #REF! | #REF! | #REF! | #REF! | #REF! | #REF! | #REF! | #REF! | #REF! | #REF! | #REF! | #REF! | #REF! | #REF!
#REF! | #REF! | #REF! | #REF! | #REF! | #REF! | #REF! | #REF! | #REF! | #REF! | #REF! | #REF! | #REF! | #REF! | #REF!
#REF! | #REF! | #REF! | #REF! | #REF! | #REF! | #REF! | #REF! | #REF! | #REF! | #REF! | #REF! | #REF! | #REF! | #REF!
#REF! | #REF! | #REF! | #REF! | #REF! | #REF! | #REF! | #REF! | #REF! | #REF! | #REF! | #REF! | #REF! | #REF! | #REF!
#REF! | #REF! | #REF! | #REF! | #REF! | #REF! | #REF! | #REF! | #REF! | #REF! | #REF! | #REF! | #REF! | #REF! | #REF!
#REF! | #REF! | #REF! | #REF! | #REF! | #REF! | #REF! | #REF! | #REF! | #REF! | #REF! | #REF! | #REF! | #REF! | #REF!
#REF! | #REF! | #REF! | #REF! | #REF! | #REF! | #REF! | #REF! | #REF! | #REF! | #REF! | #REF! | #REF! | #REF! | #REF!
#REF! | #REF! | #REF! | #REF! | #REF! | #REF! | #REF! | #REF! | #REF! | #REF! | #REF! | #REF! | #REF! | #REF! | #REF!
#REF! | #REF! | #REF! | #REF! | #REF! | #REF! | #REF! | #REF! | #REF! | #REF! | #REF! | #REF! | #REF! | #REF! | #REF!
#REF! | #REF! | #REF! | #REF! | #REF! | #REF! | #REF! | #REF! | #REF! | #REF! | #REF! | #REF! | #REF! | #REF! | #REF!
#REF! | #REF! | #REF! | #REF! | #REF! | #REF! | #REF! | #REF! | #REF! | #REF! | #REF! | #REF! | #REF! | #REF! | #REF!
#REF! | #REF! | #REF! | #REF! | #REF! | #REF! | #REF! | #REF! | #REF! | #REF! | #REF! | #REF! | #REF! | #REF! | #REF!
#REF! | #REF! | #REF! | #REF! | #REF! | #REF! | #REF! | #REF! | #REF! | #REF! | #REF! | #REF! | #REF! | #REF! | #REF!
#REF! | #REF! | #REF! | #REF! | #REF! | #REF! | #REF! | #REF! | #REF! | #REF! | #REF! | #REF! | #REF! | #REF! | #REF!
#REF! | #REF! | #REF! | #REF! | #REF! | #REF! | #REF! | #REF! | #REF! | #REF! | #REF! | #REF! | #REF! | #REF! | #REF!
#REF! | #REF! | #REF! | #REF! | #REF! | #REF! | #REF! | #REF! | #REF! | #REF! | #REF! | #REF! | #REF! | #REF! | #REF!
#REF! | #REF! | #REF! | #REF! | #REF! | #REF! | #REF! | #REF! | #REF! | #REF! | #REF! | #REF! | #REF! | #REF! | #REF!
#REF! | #REF! | #REF! | #REF! | #REF! | #REF! | #REF! | #REF! | #REF! | #REF! | #REF! | #REF! | #REF! | #REF! | #REF!
#REF! | #REF! | #REF! | #REF! | #REF! | #REF! | #REF! | #REF! | #REF! | #REF! | #REF! | #REF! | #REF! | #REF! | #REF!
#REF! | #REF! | #REF! | #REF! | #REF! | #REF! | #REF! | #REF! | #REF! | #REF! | #REF! | #REF! | #REF! | #REF! | #REF!
#REF! | #REF! | #REF! | #REF! | #REF! | #REF! | #REF! | #REF! | #REF! | #REF! | #REF! | #REF! | #REF! | #REF! | #REF!
#REF! | #REF! | #REF! | #REF! | #REF! | #REF! | #REF! | #REF! | #REF! | #REF! | #REF! | #REF! | #REF! | #REF! | #REF!
#REF! | #REF! | #REF! | #REF! | #REF! | #REF! | #REF! | #REF! | #REF! | #REF! | #REF! | #REF! | #REF! | #REF! | #REF!
#REF! | #REF! | #REF! | #REF! | #REF! | #REF! | #REF! | #REF! | #REF! | #REF! | #REF! | #REF! | #REF! | #REF! | #REF!
#REF! | #REF! | #REF! | #REF! | #REF! | #REF! | #REF! | #REF! | #REF! | #REF! | #REF! | #REF! | #REF! | #REF! | #REF!
#REF! | #REF! | #REF! | #REF! | #REF! | #REF! | #REF! | #REF! | #REF! | #REF! | #REF! | #REF! | #REF! | #REF! | #REF!
#REF! | #REF! | #REF! | #REF! | #REF! | #REF! | #REF! | #REF! | #REF! | #REF! | #REF! | #REF! | #REF! | #REF! | #REF!
#REF! | #REF! | #REF! | #REF! | #REF! | #REF! | #REF! | #REF! | #REF! | #REF! | #REF! | #REF! | #REF! | #REF! | #REF!
#REF! | #REF! | #REF! | #REF! | #REF! | #REF! | #REF! | #REF! | #REF! | #REF! | #REF! | #REF! | #REF! | #REF! | #REF!
#REF! | #REF! | #REF! | #REF! | #REF! | #REF! | #REF! | #REF! | #REF! | #REF! | #REF! | #REF! | #REF! | #REF! | #REF!
#REF! | #REF! | #REF! | #REF! | #REF! | #REF! | #REF! | #REF! | #REF! | #REF! | #REF! | #REF! | #REF! | #REF! | #REF!
#REF! | #REF! | #REF! | #REF! | #REF! | #REF! | #REF! | #REF! | #REF! | #REF! | #REF! | #REF! | #REF! | #REF! | #REF!
Demand Forecast + Losses(assumed) MW |  |  |  | 53527.38 | 52883 | 52232 | 50860 | 49875 | 50000 | 48347 | 62000 | 63000 | 46666 | 46189
Total Generation Dispatch |  |  |  | #REF! | #REF! | #REF! | #REF! | #REF! | #REF! | #REF! | #REF! | #REF! | #REF! | #REF!
Total Directly Scaled Gen |  |  |  | 0 | 0 | 0 | 0 | 0 | 0 | 0 | 0 | 0 | 0 | 0
Total Prescaled Variable Gen |  |  |  | 50839 | 49089 | 50261 | 50400 | 47297 | 47711 | 46769 | 46189 | 44634 | 44712 | 44467
Total Variably Scaled Gen |  |  |  | #REF! | #REF! | #REF! | #REF! | #REF! | #REF! | #REF! | #REF! | #REF! | #REF! | #REF!
Variable Scaling Factor |  |  |  | 1.0529 | 1.0773 | 1.0392 | 1.0091 | 1.0545 | 1.048 | 1.0337 | 1.3423 | 1.4115 | 1.0437 | 1.0387
Interconnector |  |  |  | 0 | 0 | 0 | 0 | 0 | 0 | 0 | 0 | 0 | 0 | 0
Marine |  |  |  | 0 | 0 | 0 | 0 | 0 | 0 | 0 | 0 | 0 | 0 | 0
Nuclear |  |  |  | 0 | 0 | 0 | 0 | 0 | 0 | 0 | 0 | 0 | 0 | 0
Wind |  |  |  | 0 | 0 | 0 | 0 | 0 | 0 | 0 | 0 | 0 | 0 | 0
Pumped Storage |  |  |  | 0 | 0 | 0 | 0 | 0 | 0 | 0 | 0 | 0 | 0 | 0
CCS |  |  |  | 0 | 0 | 0 | 0 | 0 | 0 | 0 | 0 | 0 | 0 | 0
England & Wales |  |  |  | 0 | 0 | 0 | 0 | 0 | 0 | 0 | 0 | 0 | 0 | 0
SHETL |  |  |  | 0 | 0 | 0 | 0 | 0 | 0 | 0 | 0 | 0 | 0 | 0
SPTL |  |  |  | 0 | 0 | 0 | 0 | 0 | 0 | 0 | 0 | 0 | 0 | 0
Checksum |  |  |  | 0 | 0 | 0 | 0 | 0 | 0 | 0 | 0 | 0 | 0 | 0

## RemovedBMUs (hidden)
Removed
Generator ID | Generator Name | Unit_ID | Fuel Type | Sub Fuel Type | Owner | Connection | Status | TEC | Likelihood | NG Connection Agreement | Contracted Start Date
ALEXA001 | Alexandra Dock (Liverpool) Biomass | ES-ALEX-1 | Biomass | Biomass | RES | Future | Scoping | 0 | 1 | FALSE |  | Can find nothing on this project
BARKI002 | Barking C | AM-BARK-2 | Gas | CCGT_New | Barking Power Ltd | Future | Consents Approved | 470 | 4 | TRUE | 2017 | Terminated
CAMST001 | Camster | CAMSTW-1 | Wind | Onshore Wind | [7 empty] | Terminated
COCKE001 | Cockenzie | COCK-1 | Coal | LCPD_Out | Scottish Power Ltd | Closed | Closed | 0 | 0 | TRUE
COCKE001 | Cockenzie | COCK-2 | Coal | LCPD_Out | Scottish Power Ltd | Closed | Closed | 276 | 0 | TRUE
COCKE001 | Cockenzie | COCK-3 | Coal | LCPD_Out | Scottish Power Ltd | Closed | Closed | 0 | 0 | TRUE
COCKE001 | Cockenzie | COCK-4 | Coal | LCPD_Out | Scottish Power Ltd | Closed | Closed | 276 | 0 | TRUE
COCKE002 | Cockenzie B | AM-COCK-5 | Gas | CCGT_New | Scottish Power Ltd | Future | Scoping | 1000 | 1 | FALSE
COTTA002 | Cottam CCS | AM-COTCC-1 | CCS | CCS_Coal | EDF | Future | Scoping | 2000 | 1 | FALSE
CRYST002 | Crystal Rig 2 | CRYRW-2 | Wind | Onshore Wind | [7 empty] | Merged
DALNE001 | Dalnessie | ES-DALN-1 | Wind | Onshore Wind | [7 empty] | Terminated
DERWE001 | Derwent | DERW-1 | Gas | CHP | RWE Npower Ltd | Closed | Closed | 0 | 0 | FALSE
DIDCO001 | Didcot A | DIDC1 | Coal | LCPD_Out | RWE Npower Ltd | Closed | Closed | 514 | 0 | TRUE
DIDCO001 | Didcot A | DIDC2 | Coal | LCPD_Out | RWE Npower Ltd | Closed | Closed | 514 | 0 | TRUE
DIDCO001 | Didcot A | DIDC3 | Coal | LCPD_Out | RWE Npower Ltd | Closed | Closed | 429 | 0 | TRUE
DIDCO001 | Didcot A | DIDC4 | Coal | LCPD_Out | RWE Npower Ltd | Closed | Closed | 0 | 0 | TRUE
DUNDE001 | Dundee Biomass | AM-DUND-1 | Biomass | Biomass | Forth Energy | Future | Scoping | 0 | 1 | FALSE |  | - Plans withdrawn for this project, see link (Greg Hunt - 05/01/2015)
EGGBO002 | Eggborough Conversion | ES-EGG-1 | Biomass | Biomass Conversion | Eggborough Power Ltd | Future | Scoping | 434 | 1 | FALSE
EGGBO002 | Eggborough Conversion | ES-EGG-2 | Biomass | Biomass Conversion | Eggborough Power Ltd | Future | Scoping | 434 | 1 | FALSE
FAUCH001 | Fauch Hill | ES-FAUC-1 | Wind | Onshore Wind | [7 empty] | Terminated
FAWLE001 | Fawley (Oil) | FAWL1 | Oil | Oil | RWE Npower Ltd | Closed | Closed | 496 | 0 | TRUE
FAWLE001 | Fawley (Oil) | FAWL3 | Oil | Oil | RWE Npower Ltd | Closed | Closed | 506 | 0 | TRUE
FAWLE002 | Fawley (Oil) GT | FAWL1G | Oil | GT | RWE Npower Ltd | Closed | Closed | 17 | 0 | TRUE
FAWLE002 | Fawley (Oil) GT | FAWL3G | Oil | GT | RWE Npower Ltd | Closed | Closed | 17 | 0 | TRUE
FERRY003 | Ferrybridge C (LCPD) | FERR-1 | Coal | Coal | SSE Ltd | Closed | Closed | 488 | 0 | TRUE
FERRY003 | Ferrybridge C (LCPD) | FERR-2 | Coal | Coal | SSE Ltd | Closed | Closed | 488 | 0 | TRUE
GRAIN002 | Grain (Oil) | GRAI-1 | Gas | Oil | E.ON UK plc | Closed | Closed | 0 | 0 | TRUE
GRAIN002 | Grain (Oil) | GRAI-4 | Gas | Oil | E.ON UK plc | Closed | Closed | 0 | 0 | TRUE
GRANG001 | Grangemouth Bio | AM-GRABI-1 | Biomass | Biomass | Forth Energy | Future | Scoping | 0 | 1 | FALSE |  | - Forth energy have pulled out and cannot find anymore intel on any new interested developers (Greg Hunt - 05/01/2015)
HARTL002 | Hartlepool 2 | AM-HRTL-3 | Nuclear | Nuclear_EPR | EDF | Future | Scoping | 0 | 1 | FALSE
HEYSH003 | Heysham 3 | AM-HEYM31 | Nuclear | Nuclear_EPR | EDF | Future | Scoping | 0 | 1 | FALSE
IRISH001 | Irish Bridge | AM-IRISW-1 | Wind | Offshore_Wind 3 | Mainstream | Future | Scoping | 1000 | 2 | TRUE | 2017 | Terminated
IRISH001 | Irish Bridge | AM-IRISW-2 | Wind | Offshore_Wind 3 | Mainstream | Future | Scoping | 900 | 2 | TRUE | 2020 | Terminated
IRISH001 | Irish Bridge | AM-IRISW-3 | Wind | Offshore_Wind 3 | Mainstream | Future | Scoping | 600 | 2 | TRUE | 2022 | Terminated
IRISH001 | Irish Bridge | AM-IRISW-4 | Wind | Offshore_Wind 3 | Mainstream | Future | Scoping | 1400 | 2 | TRUE | 2018 | Terminated
IRISH001 | Irish Bridge | AM-IRISW-5 | Wind | Offshore_Wind 3 | Mainstream | Future | Scoping | 1100 | 2 | TRUE | 2020 | Terminated
KINGS003 | Kingsnorth CCGT | AM-KINCG-1 | Gas | CCGT_New | E.ON UK plc | Future | Scoping | 2000 | 1 | FALSE
KINGS004 | Kingsnorth Gas CCS | AM-KINCS-1 | CCS | CCS_Gas | E.ON UK plc | Future | Scoping | 2000 | 1 | FALSE
LOCHH001 | Loch Hill | AM_LOCH-1 | Wind | Onshore Wind | [7 empty] | Terminated
LONGA002 | Longannet CCS | AM-LONCS-1 | CCS | CCS_Coal |  | Future | Scoping | 2284 | 1 | FALSE
ORGAN001 | Organic Power | ES-ORGA-1 | Pumped_Storage | Pumped_Storage |  | Future | Scoping | 0 | 1 | FALSE
PORTB001 | Port Blyth Biomass | EX-PORT-1 | Biomass | Biomass | RES | Future | Scoping | 0 | 1 | FALSE
PORTT001 | Port Talbot Woodchip | AM-MAGA-1 | Biomass | Biomass | Prenergy Power Limited | Future | Scoping | 0 | 1 | FALSE |  | Project no longer going ahead
ROOSE001 | Roosecote | ROOS-1 | Gas | CCGT_Exist | Centrica Ltd | Closed | Closed | 0 | 0 | TRUE
ROSYT001 | Rosyth Biomass | AM-ROSY-1 | Biomass | Biomass | Forth Energy | Future | Scoping | 120 | 1 | FALSE |  | - Forth energy have pulled out and cannot find anymore intel on any new interested developers (Greg Hunt - 05/01/2015)
SHOTT001 | Shotton | SHOT-1 | Gas | CHP | GDF | Closed | Closed | 0 | 0 | TRUE
STACA001 | Stacain | AM-STAC-1 | Wind | Onshore Wind | [7 empty] | Terminated
TEESS001 | Teesside | TESI-2 | Gas | OCGT | GDF | Closed | Closed | 45 | 0 | TRUE
TEESS002 | Teesside (CCGT) | TESI-1 | Gas | CCGT_Exist | GDF | Closed | Closed | 0 | 0 | TRUE
TEESS003 | Teesside CCS | ES-TEESW-1 | CCS | CCS_Coal | Progressive Energy / GDF | Future | Scoping | 0 | 1 | FALSE
THORC001 | Thor Co-Gen (Brine Field) | ES-THRO-1 | Gas | CHP | E.ON UK plc | Future | Scoping | 0 | 1 | FALSE
TILBU001 | Tilbury B GT | TILB0G | Gas | GT | RWE Npower Ltd | Existing | Existing | 17 | 0 | TRUE
TILBU001 | Tilbury B GT | TILB7G | Gas | GT | RWE Npower Ltd | Existing | Existing | 17 | 0 | TRUE
TILBU001 | Tilbury B GT | TILB8G | Gas | GT | RWE Npower Ltd | Existing | Existing | 17 | 0 | TRUE
TILBU001 | Tilbury B GT | TILB9G | Gas | GT | RWE Npower Ltd | Existing | Existing | 17 | 0 | TRUE
TILBU003 | Tilbury C CCS | AM-TILCS-1 | CCS | CCS_Gas | RWE Npower Ltd | Future | Scoping | 1800 | 1 | FALSE
TOMAT001 | Tomatin | AM-FAARW-2 | Wind | Onshore Wind | [7 empty] | Terminated
WESTB002 | West Burton A GT | WBUGT-1 | Gas | GT | EDF | Existing | Existing | 20 | 0 | TRUE
WILLI001 | Willington | AM-DERW-2 | Gas | CCGT_New | RWE Npower Ltd | Future | Scoping | 0 | 1 | FALSE |  | Find Intel
WILLI002 | Willington OCGT | AM-DERW-3 | Gas | OCGT | RWE Npower Ltd | Future | Scoping | 400 | 1 | FALSE |  | Is this still valid?
WREXH001 | Wrexham Energy Centre | ES-WREX-1 | Gas | CCGT_New | Wrexham Power Ltd | Future | Scoping | 0 | 1 | FALSE |  | Find Intel
WYREP001 | Wyre Power | ES-WYRE-1 | Gas | CCGT_New | Welsh Power | Future | Scoping | 0 | 1 | FALSE |  | Find Intel

## PlantList (hidden)
Nuclear
Generator ID | Generator Name | Unit_ID | Fuel Type | Sub Fuel Type | Owner | Connection | Status | TEC | Likelihood |  | NG Connection Agreement | Contracted Start Date
BRADW001 | Bradwell B | AM-BRAD-1 | Nuclear | Nuclear_EPR | EDF | Future | Scoping | 1670 | 2 |  | TRUE | 2021
DUNGE002 | Dungeness B | DNGB21 | Nuclear | Nuclear_AGR | EDF | Existing | Existing | 540 | 0 |  | TRUE
DUNGE002 | Dungeness B | DNGB22 | Nuclear | Nuclear_AGR | EDF | Existing | Existing | 540 | 0 |  | TRUE
HARTL001 | Hartlepool | HRTL-1 | Nuclear | Nuclear_AGR | EDF | Existing | Existing | 604 | 0 |  | TRUE
HARTL001 | Hartlepool | HRTL-2 | Nuclear | Nuclear_AGR | EDF | Existing | Existing | 604 | 0 |  | TRUE
HEYSH001 | Heysham 1 | HEYM11 | Nuclear | Nuclear_AGR | EDF | Existing | Existing | 607 | 0 |  | TRUE
HEYSH001 | Heysham 1 | HEYM12 | Nuclear | Nuclear_AGR | EDF | Existing | Existing | 596 | 0 |  | TRUE
HEYSH002 | Heysham 2 | HEYM27 | Nuclear | Nuclear_AGR | EDF | Existing | Existing | 601 | 0 |  | TRUE
HEYSH002 | Heysham 2 | HEYM28 | Nuclear | Nuclear_AGR | EDF | Existing | Existing | 602 | 0 |  | TRUE
HINKL001 | Hinkley Point B | HINB-7 | Nuclear | Nuclear_AGR | EDF | Existing | Existing | 459 | 0 |  | TRUE
HINKL001 | Hinkley Point B | HINB-8 | Nuclear | Nuclear_AGR | EDF | Existing | Existing | 453 | 0 |  | TRUE
HINKL002 | Hinkley Point C | AM-HINC-1 | Nuclear | Nuclear_EPR | EDF | Future | Consents Approved | 1670 | 4 |  | TRUE | 2019
HINKL002 | Hinkley Point C | AM-HINC-2 | Nuclear | Nuclear_EPR | EDF | Future | Consents Approved | 1670 | 4 |  | TRUE | 2021
HUNTE001 | Hunterston | HUNB-7 | Nuclear | Nuclear_AGR | EDF | Existing | Existing | 497 | 0 |  | TRUE
HUNTE001 | Hunterston | HUNB-8 | Nuclear | Nuclear_AGR | EDF | Existing | Existing | 450 | 0 |  | TRUE
MOORS001 | Moorside | AM-SEFI-2 | Nuclear | Nuclear_EPR | Nu Gen | Future | Scoping | 1129 | 2 |  | TRUE | 2024
MOORS001 | Moorside | AM-SEFI-3 | Nuclear | Nuclear_EPR | Nu Gen | Future | Scoping | 1129 | 2 |  | TRUE | 2025
MOORS001 | Moorside | ES-SEFI-4 | Nuclear | Nuclear_EPR | Nu Gen | Future | Scoping | 1129 | 2 |  | TRUE | 2026
OLDBU001 | Oldbury C | AM-OLDC-1 | Nuclear | Nuclear_ABWR | Horizon | Future | Scoping | 1600 | 2 |  | TRUE | 2023
OLDBU002 | Oldbury-on-Severn | AM-OLOS-1 | Nuclear | Nuclear_ABWR | Horizon | Future | Scoping | 1600 | 2 |  | TRUE | 2020
SIZEW001 | Sizewell B | SIZB-1 | Nuclear | Nuclear_PWR | EDF | Existing | Existing | 606 | 0 |  | TRUE
SIZEW001 | Sizewell B | SIZB-2 | Nuclear | Nuclear_PWR | EDF | Existing | Existing | 606 | 0 |  | TRUE
SIZEW002 | Sizewell C | AM-SIZC-1 | Nuclear | Nuclear_EPR | EDF | Future | Scoping | 1670 | 2 |  | TRUE | 2020
SIZEW002 | Sizewell C | AM-SIZC-2 | Nuclear | Nuclear_EPR | EDF | Future | Scoping | 1670 | 2 |  | TRUE | 2021
TORNE001 | Torness | TORN-1 | Nuclear | Nuclear_AGR | EDF | Existing | Existing | 608 | 0 |  | TRUE
TORNE001 | Torness | TORN-2 | Nuclear | Nuclear_AGR | EDF | Existing | Existing | 608 | 0 |  | TRUE
WYLFA001 | Wylfa | WYLF-1 | Nuclear | Nuclear_Magnox | NDA (Magnox Limited) | Existing | Existing | 220 | 0 |  | TRUE
WYLFA001 | Wylfa | WYLF-2 | Nuclear | Nuclear_Magnox | NDA (Magnox Limited) | Existing | Existing | 220 | 0 |  | TRUE
WYLFA001 | Wylfa | WYLF-3 | Nuclear | Nuclear_Magnox | NDA (Magnox Limited) | Existing | Existing | 0 | 0 |  | TRUE
WYLFA001 | Wylfa | WYLF-4 | Nuclear | Nuclear_Magnox | NDA (Magnox Limited) | Existing | Existing | 0 | 0 |  | TRUE
WYLFA002 | Wylfa C | WYLFC-1 | Nuclear | Nuclear_ABWR | Horizon | Future | Scoping | 1400 | 2 |  | TRUE | 2024
WYLFA002 | Wylfa C | WYLFC-2 | Nuclear | Nuclear_ABWR | Horizon | Future | Scoping | 1400 | 2 |  | TRUE | 2025
Coal
Generator ID | Generator Name | Unit_ID | Fuel Type | Sub Fuel Type | Owner | Connection | Status | TEC | Likelihood |  | NG Connection Agreement | Contracted Start Date | Comments
ABERT001 | Aberthaw B | ABTH7 | Coal | Coal | RWE Npower Ltd | Existing | Existing | 523 | 0 |  | TRUE
ABERT001 | Aberthaw B | ABTH8 | Coal | Coal | RWE Npower Ltd | Existing | Existing | 523 | 0 |  | TRUE
ABERT001 | Aberthaw B | ABTH9 | Coal | Coal | RWE Npower Ltd | Existing | Existing | 523 | 0 |  | TRUE
COTTA001 | Cottam | COTPS-1 | Coal | Coal | EDF | Existing | Existing | 495 | 0 |  | TRUE
COTTA001 | Cottam | COTPS-2 | Coal | Coal | EDF | Existing | Existing | 505 | 0 |  | TRUE
COTTA001 | Cottam | COTPS-3 | Coal | Coal | EDF | Existing | Existing | 505 | 0 |  | TRUE
COTTA001 | Cottam | COTPS-4 | Coal | Coal | EDF | Existing | Existing | 495 | 0 |  | TRUE
DRAX001 | Drax | DRAXX-1 | Coal | Coal | Drax Power Ltd | Existing | Existing | 638 | 0 |  | TRUE
DRAX001 | Drax | DRAXX-2 | Coal | Coal | Drax Power Ltd | Existing | Existing | 638 | 0 |  | TRUE
DRAX001 | Drax | DRAXX-3 | Coal | Coal | Drax Power Ltd | Existing | Existing | 638 | 0 |  | TRUE
DRAX001 | Drax | DRAXX-4 | Coal | Coal | Drax Power Ltd | Existing | Existing | 638 | 0 |  | TRUE
DRAX001 | Drax | DRAXX-5 | Coal | Coal | Drax Power Ltd | Existing | Existing | 638 | 0 |  | TRUE
DRAX001 | Drax | DRAXX-6 | Coal | Coal | Drax Power Ltd | Existing | Existing | 638 | 0 |  | TRUE
EGGBO001 | Eggborough | EGGPS-1 | Coal | Coal | Eggborough Power Ltd | Existing | Existing | 482 | 0 |  | TRUE
EGGBO001 | Eggborough | EGGPS-2 | Coal | Coal | Eggborough Power Ltd | Existing | Existing | 482 | 0 |  | TRUE
EGGBO001 | Eggborough | EGGPS-3 | Coal | Coal | Eggborough Power Ltd | Existing | Existing | 488 | 0 |  | TRUE
EGGBO001 | Eggborough | EGGPS-4 | Coal | Coal | Eggborough Power Ltd | Existing | Existing | 488 | 0 |  | TRUE
FERRY002 | Ferrybridge C | FERR-3 | Coal | Coal | SSE Ltd | Existing | Existing | 488 | 0 |  | TRUE
FERRY002 | Ferrybridge C | FERR-4 | Coal | Coal | SSE Ltd | Existing | Existing | 488 | 0 |  | TRUE
FIDDL001 | Fiddlers Ferry | FIDL-1 | Coal | Coal | SSE Ltd | Existing | Existing | 485 | 0 |  | TRUE
FIDDL001 | Fiddlers Ferry | FIDL-2 | Coal | Coal | SSE Ltd | Existing | Existing | 485 | 0 |  | TRUE
FIDDL001 | Fiddlers Ferry | FIDL-3 | Coal | Coal | SSE Ltd | Existing | Existing | 485 | 0 |  | TRUE
FIDDL001 | Fiddlers Ferry | FIDL-4 | Coal | Coal | SSE Ltd | Existing | Existing | 498 | 0 |  | TRUE
LONGA001 | Longannet | LOAN-1 | Coal | Coal | Scottish Power Ltd | Existing | Existing | 565 | 0 |  | TRUE
LONGA001 | Longannet | LOAN-2 | Coal | Coal | Scottish Power Ltd | Existing | Existing | 565 | 0 |  | TRUE
LONGA001 | Longannet | LOAN-3 | Coal | Coal | Scottish Power Ltd | Existing | Existing | 565 | 0 |  | TRUE
LONGA001 | Longannet | LOAN-4 | Coal | Coal | Scottish Power Ltd | Existing | Existing | 565 | 0 |  | TRUE
LYNEM001 | Lynemouth | ALCN-1 | Coal | Coal | RWE Npower Ltd | Existing | Existing | 420 | 0 |  | TRUE |  | Biomass TEC effective 01/04/2016 = 376MW
RATCL001 | Ratcliffe-on-Soar | RATS-1 | Coal | Coal | E.ON UK plc | Existing | Existing | 497 | 0 |  | TRUE
RATCL001 | Ratcliffe-on-Soar | RATS-2 | Coal | Coal | E.ON UK plc | Existing | Existing | 497 | 0 |  | TRUE
RATCL001 | Ratcliffe-on-Soar | RATS-3 | Coal | Coal | E.ON UK plc | Existing | Existing | 497 | 0 |  | TRUE
RATCL001 | Ratcliffe-on-Soar | RATS-4 | Coal | Coal | E.ON UK plc | Existing | Existing | 497 | 0 |  | TRUE
RUGEL001 | Rugeley B | RUGPS-6 | Coal | Coal | Int Power | Existing | Existing | 484 | 0 |  | TRUE
RUGEL001 | Rugeley B | RUGPS-7 | Coal | Coal | Int Power | Existing | Existing | 484 | 0 |  | TRUE
USKMO001 | Uskmouth | USKM-13 | Coal | Coal | SSE Ltd | Closed | Closed | 121 | 0 |  | TRUE |  | Closed but been aquired by 3rd party - Keep in background but @ 0MW
USKMO001 | Uskmouth | USKM-14 | Coal | Coal | SSE Ltd | Closed | Closed | 121 | 0 |  | TRUE |  | Closed but been aquired by 3rd party - Keep in background but @ 0MW
USKMO001 | Uskmouth | USKM-15 | Coal | Coal | SSE Ltd | Closed | Closed | 121 | 0 |  | TRUE |  | Closed but been aquired by 3rd party - Keep in background but @ 0MW
WESTB001 | West Burton A | WBUPS-1 | Coal | Coal | EDF | Existing | Existing | 474 | 0 |  | TRUE
WESTB001 | West Burton A | WBUPS-2 | Coal | Coal | EDF | Existing | Existing | 500 | 0 |  | TRUE
WESTB001 | West Burton A | WBUPS-3 | Coal | Coal | EDF | Existing | Existing | 500 | 0 |  | TRUE
WESTB001 | West Burton A | WBUPS-4 | Coal | Coal | EDF | Existing | Existing | 474 | 0 |  | TRUE
Oil
Generator ID | Generator Name | Unit_ID | Fuel Type | Sub Fuel Type | Owner | Connection | Status | TEC | Likelihood |  | NG Connection Agreement | Contracted Start Date
LITTL002 | Littlebrook D | LITTD1 | Oil | Oil | RWE Npower Ltd | Existing | Existing | 570 | 0 |  | TRUE
LITTL002 | Littlebrook D | LITTD2 | Oil | Oil | RWE Npower Ltd | Existing | Existing | 570 | 0 |  | TRUE
Pumped Storage
Generator ID | Generator Name | Unit_ID | Fuel Type | Sub Fuel Type | Owner | Connection | Status | TEC | Likelihood | HOST TO | NG Connection Agreement | Contracted Start Date
COIRE001 | Coire Glas | AM-GREN-1 | Pumped_Storage | Pumped_Storage | SSE Ltd | Future | Consents Approved | 612 | 4 | SHET | TRUE | 2022
CRUAC002 | Cruachan | CRUA-1 | Pumped_Storage | Pumped_Storage | Scottish Power Ltd | Existing | Existing | 110 | 0 | SPTL | TRUE
CRUAC002 | Cruachan | CRUA-2 | Pumped_Storage | Pumped_Storage | Scottish Power Ltd | Existing | Existing | 110 | 0 | SPTL | TRUE
CRUAC002 | Cruachan | CRUA-3 | Pumped_Storage | Pumped_Storage | Scottish Power Ltd | Existing | Existing | 110 | 0 | SPTL | TRUE
CRUAC002 | Cruachan | CRUA-4 | Pumped_Storage | Pumped_Storage | Scottish Power Ltd | Existing | Existing | 110 | 0 | SPTL | TRUE
DINOR001 | Dinorwig | DINO-1 | Pumped_Storage | Pumped_Storage | Int Power | Existing | Existing | 274 | 0 | NGET | TRUE
DINOR001 | Dinorwig | DINO-2 | Pumped_Storage | Pumped_Storage | Int Power | Existing | Existing | 274 | 0 | NGET | TRUE
DINOR001 | Dinorwig | DINO-3 | Pumped_Storage | Pumped_Storage | Int Power | Existing | Existing | 274 | 0 | NGET | TRUE
DINOR001 | Dinorwig | DINO-4 | Pumped_Storage | Pumped_Storage | Int Power | Existing | Existing | 274 | 0 | NGET | TRUE
DINOR001 | Dinorwig | DINO-5 | Pumped_Storage | Pumped_Storage | Int Power | Existing | Existing | 274 | 0 | NGET | TRUE
DINOR001 | Dinorwig | DINO-6 | Pumped_Storage | Pumped_Storage | Int Power | Existing | Existing | 274 | 0 | NGET | TRUE
FFEST001 | Ffestiniog | FFES-1 | Pumped_Storage | Pumped_Storage | Int Power | Existing | Existing | 90 | 0 | NGET | TRUE
FFEST001 | Ffestiniog | FFES-2 | Pumped_Storage | Pumped_Storage | Int Power | Existing | Existing | 90 | 0 | NGET | TRUE
FFEST001 | Ffestiniog | FFES-3 | Pumped_Storage | Pumped_Storage | Int Power | Existing | Existing | 90 | 0 | NGET | TRUE
FFEST001 | Ffestiniog | FFES-4 | Pumped_Storage | Pumped_Storage | Int Power | Existing | Existing | 90 | 0 | NGET | TRUE
FOYER001 | Foyers | FOYE-1 | Pumped_Storage | Pumped_Storage | SSE Ltd | Existing | Existing | 150 | 0 | SHET | TRUE
FOYER001 | Foyers | FOYE-2 | Pumped_Storage | Pumped_Storage | SSE Ltd | Existing | Existing | 150 | 0 | SHET | TRUE
MAREX001 | Marex | ES-ORGA-1 | Pumped_Storage | Pumped_Storage | Organic Power Ltd | Future | Scoping | 1500 | 2 | NGET | TRUE | 2018
Hydro | [10 empty] | 136
Generator ID | Generator Name | Unit_ID | Fuel Type | Sub Fuel Type | Owner | Connection | Status | TEC | Likelihood |  | NG Connection Agreement | Contracted Start Date | Comments
AIGAS001 | Aigas | AIGA-1 | Hydro | Hydro | SSE Ltd | Existing | Existing | 20 | 0 |  | TRUE
CASHL001 | Cashlie | CASH-1 | Hydro | Hydro | SSE Ltd | Existing | Existing | 11 | 0 |  | TRUE
CEANN001 | Ceannacroc | CEAN-1 | Hydro | Hydro | SSE Ltd | Existing | Existing | 10 | 0 |  | TRUE
CEANN001 | Ceannacroc | CEAN-2 | Hydro | Hydro | SSE Ltd | Existing | Existing | 10 | 0 |  | TRUE
CLACH001 | Clachan | CLAC-1 | Hydro | Hydro | SSE Ltd | Existing | Existing | 40 | 0 |  | TRUE
CLUNI001 | Clunie | CLUN-1 | Hydro | Hydro | SSE Ltd | Existing | Existing | 20 | 0 |  | TRUE
CLUNI001 | Clunie | CLUN-2 | Hydro | Hydro | SSE Ltd | Existing | Existing | 20 | 0 |  | TRUE
CLUNI001 | Clunie | CLUN-3 | Hydro | Hydro | SSE Ltd | Existing | Existing | 20 | 0 |  | TRUE
CULLI001 | Culligran | CULL-1 | Hydro | Hydro | SSE Ltd | Existing | Existing | 19 | 0 |  | TRUE
DEANI001 | Deanie | DEAN-1 | Hydro | Hydro | SSE Ltd | Existing | Existing | 19 | 0 |  | TRUE
DEANI001 | Deanie | DEAN-2 | Hydro | Hydro | SSE Ltd | Existing | Existing | 19 | 0 |  | TRUE
ERROC001 | Errochty | ERRO-1 | Hydro | Hydro | SSE Ltd | Existing | Existing | 25 | 0 |  | TRUE
ERROC001 | Errochty | ERRO-2 | Hydro | Hydro | SSE Ltd | Existing | Existing | 25 | 0 |  | TRUE
ERROC001 | Errochty | ERRO-3 | Hydro | Hydro | SSE Ltd | Existing | Existing | 25 | 0 |  | TRUE
FASNA001 | Fasnakyle | FASN-1 | Hydro | Hydro | SSE Ltd | Existing | Existing | 23 | 0 |  | TRUE
FASNA001 | Fasnakyle | FASN2 | Hydro | Hydro | SSE Ltd | Existing | Existing | 23 | 0 |  | TRUE
FASNA001 | Fasnakyle | FASN3 | Hydro | Hydro | SSE Ltd | Existing | Existing | 23 | 0 |  | TRUE
FASNA001 | Fasnakyle | FASN-4 | Hydro | Hydro | SSE Ltd | Existing | Existing | 8 | 0 |  | TRUE
FINLA001 | Finlarig | FINL-1 | Hydro | Hydro | SSE Ltd | Existing | Existing | 16 | 0 |  | TRUE
GLEND001 | Glendoe | GLNDO-1 | Hydro | Hydro | SSE Ltd | Existing | Existing | 100 | 0 |  | TRUE
GLENM002 | Glenmoriston | AM-GLEN-3 | Hydro | Hydro | SSE Ltd | Existing | Existing | 6 | 0 |  | TRUE
GLENM002 | Glenmoriston | GLEN-1 | Hydro | Hydro | SSE Ltd | Existing | Existing | 15 | 0 |  | TRUE
GLENM002 | Glenmoriston | GLEN-2 | Hydro | Hydro | SSE Ltd | Existing | Existing | 15 | 0 |  | TRUE
GRUDI001 | Grudie Bridge | GRUB-1 | Hydro | Hydro | SSE Ltd | Existing | Existing | 8 | 0 |  | TRUE
GRUDI001 | Grudie Bridge | GRUB-2 | Hydro | Hydro | SSE Ltd | Existing | Existing | 8 | 0 |  | TRUE
INVER001 | Inverawe | INAW-1 | Hydro | Hydro | SSE Ltd | Existing | Existing | 25 | 0 |  | TRUE
INVER002 | Invergarry | INGA-1 | Hydro | Hydro | SSE Ltd | Existing | Existing | 20 | 0 |  | TRUE
KILMO001 | Kilmorack | KIOR-1 | Hydro | Hydro | SSE Ltd | Existing | Existing | 10 | 0 |  | TRUE
KILMO001 | Kilmorack | KIOR-2 | Hydro | Hydro | SSE Ltd | Existing | Existing | 10 | 0 |  | TRUE
KINLO001 | Kinlochleven | KILO-1 | Hydro | Hydro | Alcan Aluminium UK Ltd | Existing | Existing | 20 | 0 |  | TRUE |  | TEC register stating this is onshore wind - TEC register typo
LIVIS001 | Livishie | LIVI-1 | Hydro | Hydro | SSE Ltd | Existing | Existing | 15 | 0 |  | TRUE
LOCHA001 | Lochay | LOCH-1 | Hydro | Hydro | SSE Ltd | Existing | Existing | 24 | 0 |  | TRUE
LOCHA001 | Lochay | LOCH-2 | Hydro | Hydro | SSE Ltd | Existing | Existing | 24 | 0 |  | TRUE
LUICH001 | Luichart | LUIC-1 | Hydro | Hydro | SSE Ltd | Existing | Existing | 17 | 0 |  | TRUE
LUICH001 | Luichart | LUIC-2 | Hydro | Hydro | SSE Ltd | Existing | Existing | 17 | 0 |  | TRUE
MOSSF001 | Mossford | MOSS-1 | Hydro | Hydro | SSE Ltd | Existing | Existing | 7 | 0 |  | TRUE
MOSSF001 | Mossford | MOSS-2 | Hydro | Hydro | SSE Ltd | Existing | Existing | 12 | 0 |  | TRUE
NANT001 | Nant | NANT-1 | Hydro | Hydro | SSE Ltd | Existing | Existing | 15 | 0 |  | TRUE
ORRIN001 | Orrin | ORRI-1 | Hydro | Hydro | SSE Ltd | Existing | Existing | 18 | 0 |  | TRUE
PITLO001 | Pitlochry | PITL-1 | Hydro | Hydro | SSE Ltd | Existing | Existing | 8 | 0 |  | TRUE
PITLO001 | Pitlochry | PITL-2 | Hydro | Hydro | SSE Ltd | Existing | Existing | 8 | 0 |  | TRUE
QUOIC001 | Quoich | QUOI-1 | Hydro | Hydro | SSE Ltd | Existing | Existing | 18 | 0 |  | TRUE
RANNO001 | Rannoch | RANN-1 | Hydro | Hydro | SSE Ltd | Existing | Existing | 15 | 0 |  | TRUE
RANNO001 | Rannoch | RANN-2 | Hydro | Hydro | SSE Ltd | Existing | Existing | 15 | 0 |  | TRUE
RANNO001 | Rannoch | RANN-3 | Hydro | Hydro | SSE Ltd | Existing | Existing | 15 | 0 |  | TRUE
SHIN001 | Shin | SHIN-1 | Hydro | Hydro | SSE Ltd | Existing | Existing | 9 | 0 |  | TRUE
SHIN001 | Shin | SHIN-2 | Hydro | Hydro | SSE Ltd | Existing | Existing | 9 | 0 |  | TRUE
SLOY001 | Sloy | SLOY-1 | Hydro | Hydro | SSE Ltd | Existing | Existing | 36 | 0 |  | TRUE
SLOY001 | Sloy | SLOY-2 | Hydro | Hydro | SSE Ltd | Existing | Existing | 40 | 0 |  | TRUE
SLOY001 | Sloy | SLOY-3 | Hydro | Hydro | SSE Ltd | Existing | Existing | 40 | 0 |  | TRUE
SLOY001 | Sloy | SLOY-4 | Hydro | Hydro | SSE Ltd | Existing | Existing | 36 | 0 |  | TRUE
STFIL001 | St Fillans | SFIL-1 | Hydro | Hydro | SSE Ltd | Existing | Existing | 17 | 0 |  | TRUE
TONGL001 | Tongland | TONG-1 | Hydro | Hydro |  | Existing | Existing | 11 | 0 |  | TRUE |  | TEC is only 3MW - TEC register typo
TONGL001 | Tongland | TONG-2 | Hydro | Hydro |  | Existing | Existing | 11 | 0 |  | TRUE |  | TEC is only 3MW - TEC register typo
TONGL001 | Tongland | TONG-3 | Hydro | Hydro |  | Existing | Existing | 11 | 0 |  | TRUE |  | TEC is only 3MW - TEC register typo
TORRA001 | Torr Achilty | TORA-1 | Hydro | Hydro |  | Existing | Existing | 15 | 0 |  | TRUE
TUMME001 | Tummel | TUMB-1 | Hydro | Hydro | SSE Ltd | Existing | Existing | 34 | 0 |  | TRUE
Gas | NEED TO ADD KINGS LYNN A TO THIS LIST
Generator ID | Generator Name | Unit_ID | Fuel Type | Sub Fuel Type | Owner | Connection | Status | TEC | Likelihood | HOST TO | NG Connection Agreement | Contracted Start Date | Comments
ABERN001 | Abernedd | AM-BAGE-2 | Gas | CCGT_New | SSE Ltd | Future | Consents Approved | 500 | 4 | NGET | TRUE | 2015
ABERN001 | Abernedd | AM-BAGE-3 | Gas | CCGT_New | SSE Ltd | Future | Consents Approved | 414 | 4 | NGET | TRUE | 2018
AVONP001 | Avon Power | ES-AVON-1 | Gas | CCGT_New | Scottish Power Ltd | Future | Scoping | 950 | 1 | NGET | FALSE |  | Intel from CAMs required - Non Contracted
BAGLA001 | Baglan Bay | BAGE-1 | Gas | CCGT_Exist | BP | Existing | Existing | 520 | 0 | NGET | TRUE | 2012
BARKI001 | Barking | BARK-1 | Gas | CCGT_Exist | Barking Power Ltd | Closed | Closed | 0 | 0 | NGET | TRUE | 2012 | Show as shut from 15/16
BARRY001 | Barry | BRYP-1 | Gas | CCGT_Exist | Centrica Ltd | Existing | Existing | 245 | 0 | NGET | TRUE | 2012 | 14/15 - 142 & 15/16 onwards 235
BRIGG001 | Brigg | BRGG-1 | Gas | CCGT_Exist | Centrica Ltd | Existing | Existing | 260 | 0 | NGET | TRUE | 2012 | 155MW initially 265MW from 17/18
CARRI001 | Carrington | CARR-1 | Gas | CCGT_New | ESBI | Future | Under Construction | 910 | 6 | NGET | TRUE | 2015
CDCL001 | CDCL | CDCL-1 | Gas | CCGT_Exist | E.ON UK plc | Existing | Existing | 395 | 0 | NGET | TRUE | 2012
CONNA001 | Connah's Quay | CNQPS-1 | Gas | CCGT_Exist | E.ON UK plc | Existing | Existing | 345 | 0 | NGET | TRUE | 2012
CONNA001 | Connah's Quay | CNQPS-2 | Gas | CCGT_Exist | E.ON UK plc | Existing | Existing | 345 | 0 | NGET | TRUE | 2012
CONNA001 | Connah's Quay | CNQPS-3 | Gas | CCGT_Exist | E.ON UK plc | Existing | Existing | 345 | 0 | NGET | TRUE | 2012
CONNA001 | Connah's Quay | CNQPS-4 | Gas | CCGT_Exist | E.ON UK plc | Existing | Existing | 345 | 0 | NGET | TRUE | 2012
CORBY001 | Corby | CORB-1 | Gas | CCGT_Exist | Corby Power Ltd | Existing | Existing | 401 | 0 | NGET | TRUE | 2012
CORYT001 | Coryton | COSO-1 | Gas | CCGT_Exist | Intergen | Existing | Existing | 800 | 0 | NGET | TRUE | 2012 | Decrease to 704MW from 18/19
DAMHE001 | Damhead Creek | DAMC-1 | Gas | CCGT_Exist | Scottish Power Ltd | Existing | Existing | 805 | 0 | NGET | TRUE | 2012
DAMHE002 | Damhead Creek 2 | AM-DAMB-1 | Gas | CCGT_New | Scottish Power Ltd | Future | Consents Approved | 1200 | 4 | NGET | TRUE | 2016
DEESI001 | Deeside | DEEP-1 | Gas | CCGT_Exist | Int Power | Existing | Existing | 515 | 0 | NGET | TRUE | 2012
DIDCO003 | Didcot B | DIDCB5 | Gas | CCGT_Exist | RWE Npower Ltd | Existing | Existing | 775 | 0 | NGET | TRUE | 2012
DIDCO003 | Didcot B | DIDCB6 | Gas | CCGT_Exist | RWE Npower Ltd | Existing | Existing | 775 | 0 | NGET | TRUE | 2012
ENFIE001 | Enfield | EECL-1 | Gas | CCGT_Exist | E.ON UK plc | Existing | Existing | 408 | 0 | NGET | TRUE | 2012
GRAIN001 | Grain (CCGT) | GRAI-6 | Gas | CCGT_Exist | E.ON UK plc | Existing | Existing | 430 | 0 | NGET | TRUE | 2012
GRAIN001 | Grain (CCGT) | GRAI-7 | Gas | CCGT_Exist | E.ON UK plc | Existing | Existing | 430 | 0 | NGET | TRUE | 2012
GRAIN001 | Grain (CCGT) | GRAI-8 | Gas | CCGT_Exist | E.ON UK plc | Existing | Existing | 430 | 0 | NGET | TRUE | 2012
GREAT001 | Great Yarmouth | GYAR-1 | Gas | CCGT_Exist | RWE Npower Ltd | Existing | Existing | 405 | 0 | NGET | TRUE | 2012
KEADB001 | Keadby | KEAD-1 | Gas | CCGT_Exist | SSE Ltd | Existing | Existing | 710 | 0 | NGET | TRUE | 2015
KEADB003 | Keadby 2 | AM-KEAD-2 | Gas | CCGT_New | SSE Ltd | Future | Awaiting Consents | 710 | 3 | NGET | TRUE | 2016
KILIN001 | Kilingholme North | ES-KILI-1 | Gas | CCGT_New | C.GEN Killingholme Ltd | Future | Consents Approved | 490 | 4 | NGET | TRUE | 2016
KILLI001 | Killingholme 1 | KILLPG-1 | Gas | CCGT_Exist | E.ON UK plc | Existing | Existing | 450 | 0 | NGET | TRUE | 2012
KILLI001 | Killingholme 1 | KILLPG-2 | Gas | CCGT_Exist | E.ON UK plc | Existing | Existing | 450 | 0 | NGET | TRUE | 2012
KILLI002 | Killingholme 2 | KILNS-1 | Gas | CCGT_Exist | Centrica Ltd | Existing | Existing | 665 | 0 | NGET | TRUE | 2012
KINGS001 | King's Lynn B | KINL1-1 | Gas | CCGT_New | Centrica Ltd | Future | Consents Approved | 981 | 4 | NGET | TRUE | 2017 | Need to add Kings Lynn A in
KNOTT001 | Knottingley Power | ES-KNOT-1 | Gas | CCGT_New | ESBI | Future | Consents Approved | 500 | 4 | NGET | TRUE | 2018 | TEC Register status incorrect
KNOTT001 | Knottingley Power | ES-KNOT-2 | Gas | CCGT_New | ESBI | Future | Consents Approved | 500 | 4 | NGET | TRUE | 2018 | TEC Register status incorrect
KNOTT001 | Knottingley Power | ES-KNOT-3 | Gas | CCGT_New | ESBI | Future | Consents Approved | 500 | 4 | NGET | TRUE | 2018 | TEC Register status incorrect
LANGA001 | Langage | LAGA-1 | Gas | CCGT_Exist | Centrica Ltd | Existing | Existing | 905 | 0 | NGET | TRUE | 2012
LITTL001 | Little Barford | LBAR-1 | Gas | CCGT_Exist | RWE Npower Ltd | Existing | Existing | 740 | 0 | NGET | TRUE | 2012
MARCH001 | Marchwood | MRWD-1 | Gas | CCGT_Exist | Marchwood Power Ltd | Existing | Existing | 900 | 0 | NGET | TRUE | 2012
MEDWA001 | Medway | MEDP-1 | Gas | CCGT_Exist | SSE Ltd | Existing | Existing | 700 | 0 | NGET | TRUE | 2013
PEMBR001 | Pembroke | PEMB-11 | Gas | CCGT_Exist | RWE Npower Ltd | Existing | Existing | 440 | 0 | NGET | TRUE | 2012
PEMBR001 | Pembroke | PEMB-21 | Gas | CCGT_Exist | RWE Npower Ltd | Existing | Existing | 440 | 0 | NGET | TRUE | 2012
PEMBR001 | Pembroke | PEMB-31 | Gas | CCGT_Exist | RWE Npower Ltd | Existing | Existing | 440 | 0 | NGET | TRUE | 2012
PEMBR001 | Pembroke | PEMB-41 | Gas | CCGT_Exist | RWE Npower Ltd | Existing | Existing | 440 | 0 | NGET | TRUE | 2012
PEMBR001 | Pembroke | PEMB-51 | Gas | CCGT_Exist | RWE Npower Ltd | Existing | Existing | 439 | 0 | NGET | TRUE | 2012
PETER001 | Peterborough | PETEM1 | Gas | CCGT_Exist | Centrica Ltd | Existing | Existing | 245 | 0 | NGET | TRUE | 2012 | TEC increase to 375MW in Apr 2017
PETER002 | Peterhead | PEHE-1 | Gas | CCGT_Exist | SSE Ltd | Existing | Existing | 1180 | 0 | SHET | TRUE | 2012
ROCKS001 | Rocksavage | ROCK-1 | Gas | CCGT_Exist | Intergen | Existing | Existing | 810 | 0 | NGET | TRUE | 2012
RYEHO001 | Rye House | RYHPS-1 | Gas | CCGT_Exist | Scottish Power Ltd | Existing | Existing | 715 | 0 | NGET | TRUE | 2012
SALTE001 | Saltend | SCCL-1 | Gas | CCGT_Exist | Int Power | Existing | Existing | 367 | 0 | NGET | TRUE | 2012
SALTE001 | Saltend | SCCL-2 | Gas | CCGT_Exist | Int Power | Existing | Existing | 367 | 0 | NGET | TRUE | 2012
SALTE001 | Saltend | SCCL-3 | Gas | CCGT_Exist | Int Power | Existing | Existing | 367 | 0 | NGET | TRUE | 2012
SEABA001 | Seabank | SEAB-1 | Gas | CCGT_Exist | Seabank Power Ltd | Existing | Existing | 812 | 0 | NGET | TRUE | 2012
SEABA001 | Seabank | SEAB-2 | Gas | CCGT_Exist | Seabank Power Ltd | Existing | Existing | 422 | 0 | NGET | TRUE | 2012
SEABA002 | Seabank 3 | AM-SEAB-3 | Gas | CCGT_New | SSE Ltd | Future | Scoping | 1200 | 2 | NGET | TRUE | 2019
SEVER002 | Severn Power | SVRP-10 | Gas | CCGT_Exist | MPF Holdings Limited | Existing | Existing | 425 | 0 | NGET | TRUE | 2012
SEVER002 | Severn Power | SVRP-20 | Gas | CCGT_Exist | MPF Holdings Limited | Existing | Existing | 425 | 0 | NGET | TRUE | 2012
SHORE001 | Shoreham | SHOS-1 | Gas | CCGT_Exist | Scottish Power Ltd | Existing | Existing | 420 | 0 | NGET | TRUE | 2013
SOUTH001 | South Humber Bank | SHBA-1 | Gas | CCGT_Exist | Centrica Ltd | Existing | Existing | 769 | 0 | NGET | TRUE | 2012 | TEC increase to 1365MW in 17/18
SOUTH001 | South Humber Bank | SHBA-2 | Gas | CCGT_Exist | Centrica Ltd | Existing | Existing | 516 | 0 | NGET | TRUE | 2012 | TEC increase to 1365MW in 17/18
SPALD001 | Spalding | SPLN-1 | Gas | CCGT_Exist | Intergen | Existing | Existing | 880 | 0 | NGET | TRUE | 2012 | TEC decrease to 625MW in 18/19
SPALD002 | Spalding Energy Expansion | AM-SPLN-2 | Gas | CCGT_New | Intergen | Future | Consents Approved | 920 | 4 | NGET | TRUE | 2017
STAYT001 | Staythorpe | STAY-1 | Gas | CCGT_Exist | RWE Npower Ltd | Existing | Existing | 432 | 0 | NGET | TRUE | 2012
STAYT001 | Staythorpe | STAY-2 | Gas | CCGT_Exist | RWE Npower Ltd | Existing | Existing | 432 | 0 | NGET | TRUE | 2012
STAYT001 | Staythorpe | STAY-3 | Gas | CCGT_Exist | RWE Npower Ltd | Existing | Existing | 432 | 0 | NGET | TRUE | 2012
STAYT001 | Staythorpe | STAY-4 | Gas | CCGT_Exist | RWE Npower Ltd | Existing | Existing | 432 | 0 | NGET | TRUE | 2012
SUTTO002 | Sutton Bridge A | SUTB-1 | Gas | CCGT_Exist | Macquarie Consortium | Existing | Existing | 819 | 0 | NGET | TRUE | 2012
SUTTO001 | Sutton Bridge B | ES-SUTTW-2 | Gas | CCGT_New | EDF | Future | Scoping | 1800 | 1 | NGET | FALSE
THAME001 | Thames Haven | AM-COSO-2 | Gas | CCGT_New | Intergen | Future | Consents Approved | 1096 | 4 | NGET | TRUE | 2018
THORP001 | Thorpe Marsh | AM-THMR-1 | Gas | CCGT_New | Acorn Power | Future | Consents Approved | 1200 | 4 | NGET | TRUE | 2017
TILBU002 | Tilbury C | AM-TILB-3 | Gas | CCGT_New | RWE Npower Ltd | Future | Awaiting Consents | 1800 | 3 | NGET | TRUE | 2019
TRAFF001 | Trafford Power | CARR-2 | Gas | CCGT_New | Wainstones | Future | Awaiting Consents | 1882 | 3 | NGET | TRUE | 2018 | Need to check TEC on this is correct
TRAFF001 | Trafford Power | CARR-3 | Gas | CCGT_New | Wainstones | Future | Awaiting Consents | 2162 | 3 | NGET | TRUE | 2025 | Need to check TEC on this is correct
WESTB003 | West Burton B | WBURB-1 | Gas | CCGT_Exist | EDF | Existing | Existing | 1332 | 0 | NGET | TRUE | 2012
GTs
Generator ID | Generator Name | Unit_ID | Fuel Type | Sub Fuel Type | Owner | Connection | Status | TEC | Likelihood | HOST TO | NG Connection Agreement | Contracted Start Date | Comments
ABERT002 | Aberthaw B GT | ABTH7G | Gas | GT | RWE Npower Ltd | Existing | Existing | 17 | 0 | NGET | TRUE
ABERT002 | Aberthaw B GT | ABTH8G | Gas | GT | RWE Npower Ltd | Existing | Existing | 17 | 0 | NGET | TRUE
ABERT002 | Aberthaw B GT | ABTH9G | Gas | GT | RWE Npower Ltd | Existing | Existing | 17 | 0 | NGET | TRUE
BAGLA002 | Baglan Bay GT | BAGE-2 | Gas | GT | BP | Existing | Existing | 32 | 0 | NGET | TRUE
DIDCO002 | Didcot A GT | DIDC1G | Gas | GT | RWE Npower Ltd | Existing | Existing | 25 | 0 | NGET | TRUE
DIDCO002 | Didcot A GT | DIDC2G | Gas | GT | RWE Npower Ltd | Existing | Existing | 25 | 0 | NGET | TRUE
DIDCO002 | Didcot A GT | DIDC3G | Gas | GT | RWE Npower Ltd | Existing | Existing | 25 | 0 | NGET | TRUE
DIDCO002 | Didcot A GT | DIDC4G | Gas | GT | RWE Npower Ltd | Existing | Existing | 25 | 0 | NGET | TRUE
DRAXG001 | Drax GT | DRAXX-10G | Gas | GT | Drax Power Ltd | Existing | Existing | 25 | 0 | NGET | TRUE
DRAXG001 | Drax GT | DRAXX-12G | Gas | GT | Drax Power Ltd | Existing | Existing | 25 | 0 | NGET | TRUE
DRAXG001 | Drax GT | DRAXX-9G | Gas | GT | Drax Power Ltd | Existing | Existing | 25 | 0 | NGET | TRUE
FERRY004 | Ferrybridge C GT | FERR-5G | Gas | GT | SSE Ltd | Existing | Existing | 17 | 0 | NGET | TRUE
FERRY004 | Ferrybridge C GT | FERR-8G | Gas | GT | SSE Ltd | Existing | Existing | 17 | 0 | NGET | TRUE
FIDDL002 | Fiddlers Ferry GT | FIDL-2G | Gas | GT | SSE Ltd | Existing | Existing | 17 | 0 | NGET | TRUE
FIDDL002 | Fiddlers Ferry GT | FIDL-3G | Gas | GT | SSE Ltd | Existing | Existing | 17 | 0 | NGET | TRUE
GRAIN003 | Grain (Oil) GT | GRAI1G | Gas | GT | E.ON UK plc | Existing | Existing | 29 | 0 | NGET | TRUE
GRAIN003 | Grain (Oil) GT | GRAI4G | Gas | GT | E.ON UK plc | Existing | Existing | 29 | 0 | NGET | TRUE
KEADB002 | Keadby (Black Start) GT | KEADGT-3 | Gas | GT | SSE Ltd | Existing | Existing | 25 | 0 | NGET | TRUE
KINGS005 | Kingsnorth GT | KINO1G | Gas | GT | E.ON UK plc | Closed | Closed | 0 | 0 | NGET | TRUE
KINGS005 | Kingsnorth GT | KINO4G | Gas | GT | E.ON UK plc | Closed | Closed | 0 | 0 | NGET | TRUE
LITTL003 | Littlebrook D GT | LITT1G | Gas | GT | RWE Npower Ltd | Existing | Existing | 35 | 0 | NGET | TRUE
LITTL003 | Littlebrook D GT | LITT2G | Gas | GT | RWE Npower Ltd | Existing | Existing | 35 | 0 | NGET | TRUE
LITTL003 | Littlebrook D GT | LITT3G | Gas | GT | RWE Npower Ltd | Existing | Existing | 35 | 0 | NGET | TRUE
RATCL002 | Ratcliffe-on-Soar GT | RATSGT-2 | Gas | GT | E.ON UK plc | Existing | Existing | 17 | 0 | NGET | TRUE
RATCL002 | Ratcliffe-on-Soar GT | RATSGT-4 | Gas | GT | E.ON UK plc | Existing | Existing | 17 | 0 | NGET | TRUE
RUGEL002 | Rugeley B GT | RUGGT-6 | Gas | GT | Rugeley Power Ltd | Existing | Existing | 25 | 0 | NGET | TRUE
RUGEL002 | Rugeley B GT | RUGGT-7 | Gas | GT | Rugeley Power Ltd | Existing | Existing | 25 | 0 | NGET | TRUE
WESTB002 | West Burton A GT | WBUGT-4 | Gas | GT | EDF | Existing | Existing | 20 | 0 | NGET | TRUE
CHP
Generator ID | Generator Name | Unit_ID | Fuel Type | Sub Fuel Type | Owner | Connection | Status | TEC | Likelihood | HOST TO | NG Connection Agreement | Contracted Start Date | Comments
FAWLE003 | Fawley CHP | FAWN-1 | Gas | CHP | RWE Npower Ltd | Existing | Existing | 158 | 0 | NGET | TRUE | 2012
IMMIN001 | Immingham CHP | HUMR-1 | Gas | CHP | Conoco | Existing | Existing | 1218 | 0 | NGET | TRUE | 2012
PEMBR002 | Pembroke CHP (South Hook CHP) | ES-PEMB-1 | Gas | CHP | Qatar Petroleum International Ltd | Future | Consents Approved | 490 | 4 | NGET | TRUE | 2016
SELLA001 | Sellafield CHP | FELL-1 | Gas | CHP | NDA | Existing | Existing | 155 | 0 | NGET | TRUE | 2012
WILTO001 | Wilton | AM-WILT-1 | Gas | CHP | Sembcorp Utilities (UK) Ltd | Existing | Existing | 141 | 0 | NGET | TRUE | 2012 | 99MW increasing to 141MW in 16/17
STONE001 | Stoneywood Mills | STOM-1 | Gas | CHP | Stoneywood | Existing | Existing | 12 | 0 | SHET | FALSE
BPGRA001 | BP Grangemouth | GRMO-1 | Gas | CHP | Grangemouth CHP Limited | Existing | Existing | 120 | 0 | SPTL | TRUE | 2012
CALED001 | Caledonian Paper | MEADD-1 | Gas | CHP | UPM-KYMMENE (UK) Ltd | Existing | Existing | 20 | 0 | SPTL | TRUE | 2012
EXXON001 | Exxon Mossmoran | MOSWD-1 | Gas | CHP | Exxon Mobil | Existing | Existing | 16 | 0 | SPTL | TRUE
OCGT
Generator ID | Generator Name | Unit_ID | Fuel Type | Sub Fuel Type | Owner | Connection | Status | TEC | Likelihood | HOST TO | NG Connection Agreement | Contracted Start Date | Comments
COWES001 | Cowes | COWE1 | Gas | OCGT | RWE Npower Ltd | Existing | Existing | 50 | 0 | NGET | TRUE | 2012 | Nothing on TEC register to suggest a TEC back up to 145MW
COWES001 | Cowes | COWE2 | Gas | OCGT | RWE Npower Ltd | Existing | Existing | 50 | 0 | NGET | TRUE | 2012 | Nothing on TEC register to suggest a TEC back up to 145MW
HIRWA001 | Hirwaun Power Station | ES-HIRW-1 | Gas | OCGT | Hirwaun Power Ltd | Future | Awaiting Consents | 299 | 3 | NGET | TRUE | 2019 | Check FT
INDIA001 | Indian Queens | INDQ-1 | Gas | OCGT | Int Power | Existing | Existing | 140 | 0 | NGET | TRUE | 2012
PROGR001 | Progress Power | ES-PROG-1 | Gas | OCGT | Progress Power | Future | Awaiting Consents | 299 | 3 | NGET | TRUE | 2019
TAYLO001 | Taylors Lane | TAYL2G | Gas | OCGT | E.ON UK plc | Existing | Existing | 144 | 0 | NGET | TRUE | 2012
CCS
Generator ID | Generator Name | Unit_ID | Fuel Type | Sub Fuel Type | Owner | Connection | Status | TEC | Likelihood | HOST TO | NG Connection Agreement | Contracted Start Date | Comments
BRIGG003 | Brigg B CCS | AM-BRGCC-1 | CCS | CCS_Gas | Centrica Ltd | Future | Scoping | 2000 | 1 | NGET | FALSE
DRAXB001 | Drax Biomass CCS | ES-DRABC-1 | CCS | CCS_Coal | Drax Power Ltd | Future | Scoping | 304 | 1 | NGET | FALSE
DRAXC002 | Drax CCS | AM-DRAXC-1 | CCS | CCS_Coal | Capture Power Ltd (Alstom, Drax, BOC) and Nationa | Future | Scoping | 1916 | 1 | NGET | FALSE
GRANG002 | Grangemouth CCS | ES-GRAN-1 | CCS | CCS_Coal | Summit Power Group, National Grid, Petrofac, Siem | Future | Scoping | 0 | 1 | SPTL | FALSE
HATFI001 | Hatfield CCS | ES-HATF-1 | CCS | CCS_Gas | 2Co Power (Yorkshire) Ltd | Future | Consents Approved | 800 | 4 | NGET | TRUE | 2019 | TEC register has status wrong
PETER003 | Peterhead CCS | AM-PEHE-2 | CCS | CCS_Gas | SSE Ltd | Future | Scoping | 0 | 1 | SHET | FALSE
Biomass
Generator ID | Generator Name | Unit_ID | Fuel Type | Sub Fuel Type | Owner | Connection | Status | TEC | Likelihood | HOST TO | NG Connection Agreement | Contracted Start Date | Comments
ANGLE001 | Anglesey Aluminium | AM-ANALR-1 | Biomass | Biomass | Anglesey Aluminium Power | Future | Scoping | 299 | 1 | NGET | FALSE
AVONM001 | Avonmouth Biomass | AM-AVON-1 | Biomass | Biomass | Helius Energy | Future | Scoping | 100 | 1 | NGET | FALSE
CHAPE001 | Chapelcross | ES-CHAP-1 | Biomass | Biomass | Scottish Power Ltd | Future | Scoping | 0 | 1 | SPTL | FALSE |  | No recent intel on this project
DRAXC003 | Drax Conversion | AM-DRAXX-1 | Biomass | Biomass Conversion | Drax Power Ltd | Existing | Existing | 630 | 0 | NGET | TRUE | 2013
DRAXC003 | Drax Conversion | AM-DRAXX-2 | Biomass | Biomass Conversion | Drax Power Ltd | Existing | Existing | 630 | 0 | NGET | TRUE | 2014
DRAXC003 | Drax Conversion | AM-DRAXX-3 | Biomass | Biomass Conversion | Drax Power Ltd | Existing | Existing | 630 | 0 | NGET | TRUE | 2016
DRAXC003 | Drax Conversion | AM-DRAXX-4 | Biomass | Biomass Conversion | Drax Power Ltd | Existing | Existing | 630 | 0 | NGET | TRUE
IRONB001 | Ironbridge Conversion | IRNPS-1 | Biomass | Biomass Conversion | E.ON UK plc | Existing | Existing | 370 | 0 | NGET | TRUE
IRONB001 | Ironbridge Conversion | IRNPS-2 | Biomass | Biomass Conversion | E.ON UK plc | Existing | Existing | 370 | 0 | NGET | TRUE
LYNEM002 | Lynemouth conversion | AM-ALCNBI-2 | Biomass | Biomass Conversion | RWE Npower Ltd | Future | Scoping | 366 | 1 | NGET | FALSE
MARKI001 | Markinch Biomass CHP Plant | RTHES-1 | Biomass | Biomass | RWE Npower Ltd | Existing | Existing | 52 | 0 | SPTL | TRUE
SOUTH002 | Southampton Biomass | ES-SOUT-1 | Biomass | Biomass | Helius Energy | Future | Scoping | 0 | 1 | NGET | FALSE
STEVE001 | Steven's Croft | STCR-1 | Biomass | Biomass | E.ON UK plc | Existing | Existing | 45 | 0 | SPTL | TRUE
TYNEB001 | Tyne Biomass | ES-TYNEW-1 | Biomass | Biomass | MGT Power Ltd | Future | Scoping | 280 | 1 | NGET | FALSE |  | Need more up to date Intel from CAMs
TEESR001 | Tees Renewable Energy Plant | ES-TEES-1 | Biomass | Biomass | MGT Power Ltd | Future | Consents Approved | 280 | 4 | NGET | TRUE | 2016 | Need more up to date Intel from CAMs
Offshore Wind
Generator ID | Generator Name | Unit_ID | Fuel Type | Sub Fuel Type | Owner | Connection | Status | TEC | Likelihood | HOST TO | NG Connection Agreement | Contracted Start Date | Comments
BARRO001 | Barrow | BOWLW-1 | Wind | Offshore_Wind 1 | Dong Energy | Existing | Existing | 90 | 0 | NGET | TRUE | 2012
GUNFL001 | Gunfleet Sands | GNFSW-1 | Wind | Offshore_Wind 1 | Dong Energy | Existing | Existing | 100 | 0 | NGET | TRUE | 2012
GUNFL001 | Gunfleet Sands | GNFSW-2 | Wind | Offshore_Wind 1 | Dong Energy | Existing | Existing | 64 | 0 | NGET | TRUE | 2012
ORMON001 | Ormonde | OMNDO-1 | Wind | Offshore_Wind 1 | Vattenfall Ltd | Existing | Existing | 150 | 0 | NGET | TRUE | 2012
ROBIN001 | Robin Rigg | RREW-1 | Wind | Offshore_Wind 1 | E.ON UK plc | Existing | Existing | 92 | 0 | NGET | TRUE | 2012
ROBIN001 | Robin Rigg | RRWW-1 | Wind | Offshore_Wind 1 | E.ON UK plc | Existing | Existing | 92 | 0 | NGET | TRUE | 2012
DUDGE001 | Dudgeon | AM-DUDG-1 | Wind | Offshore_Wind 2 | Statoil & Statkraft | Future | Consents Approved | 400 | 4 | NGET | TRUE | 2016
GREAT002 | Greater Gabbard | GRGBW-1 | Wind | Offshore_Wind 2 | SSE Ltd | Existing | Existing | 500 | 0 | NGET | TRUE | 2012
GWYNT001 | Gwynt Y Mor | GYMRW-1 | Wind | Offshore_Wind 2 | RWE Npower Ltd | Existing | Existing | 565 | 0 | NGET | TRUE
HUMBE001 | Humber Gateway | HEDOW-1 | Wind | Offshore_Wind 2 | E.ON UK plc | Future | Under Construction | 220 | 6 | #N/A | TRUE | 2014
LINCS001 | Lincs | LNCSW-3 | Wind | Offshore_Wind 2 | Centrica Ltd | Existing | Existing | 250 | 0 | #N/A | TRUE | 2013
LONDO001 | London Array | LARYO-1 | Wind | Offshore_Wind 2 | Dong Energy | Existing | Existing | 126 | 0 | NGET | TRUE | 2012
LONDO001 | London Array | LARYO-2 | Wind | Offshore_Wind 2 | Dong Energy | Existing | Existing | 216 | 0 | NGET | TRUE | 2012
LONDO001 | London Array | LARYO-3 | Wind | Offshore_Wind 2 | Dong Energy | Existing | Existing | 144 | 0 | NGET | TRUE | 2012
LONDO001 | London Array | LARYO-4 | Wind | Offshore_Wind 2 | Dong Energy | Existing | Existing | 144 | 0 | NGET | TRUE | 2012
RACEB001 | Race Bank | AM-WALPW-3 | Wind | Offshore_Wind 2 | DONG Energy | Future | Consents Approved | 565 | 4 | NGET | TRUE | 2015 | Staging 160 / 405 both 2017
SHERI001 | Sheringham Shoal | SHRSO-1 | Wind | Offshore_Wind 2 | Scira Offshore Energy Ltd | Existing | Existing | 158 | 0 | NGET | TRUE | 2012
SHERI001 | Sheringham Shoal | SHRSO-2 | Wind | Offshore_Wind 2 | Scira Offshore Energy Ltd | Existing | Existing | 158 | 0 | NGET | TRUE | 2012
THANE001 | Thanet | THNTW-1 | Wind | Offshore_Wind 2 | Vattenfall Ltd | Existing | Existing | 150 | 0 | #N/A | TRUE | 2012
THANE001 | Thanet | THNTW-2 | Wind | Offshore_Wind 2 | Vattenfall Ltd | Existing | Existing | 150 | 0 | #N/A | TRUE | 2012
TRITO001 | Triton Knoll | AM-TRIK-1 | Wind | Offshore_Wind 2 | RWE Npower Ltd | Future | Scoping | 300 | 2 | NGET | TRUE | 2018 | Intel suggests a capacity decrease but TEC is not showing this? CAM?
TRITO001 | Triton Knoll | AM-TRIK-2 | Wind | Offshore_Wind 2 | RWE Npower Ltd | Future | Scoping | 300 | 2 | NGET | TRUE | 2022 | Intel suggests a capacity decrease but TEC is not showing this? CAM?
TRITO001 | Triton Knoll | AM-TRIK-3 | Wind | Offshore_Wind 2 | RWE Npower Ltd | Future | Scoping | 300 | 2 | NGET | TRUE | 2025 | Intel suggests a capacity decrease but TEC is not showing this? CAM?
WALNE001 | Walney | WLNYW-1 | Wind | Offshore_Wind 2 | Dong Energy & SSE & Ampere & PGGM | Existing | Existing | 182 | 0 | NGET | TRUE | 2012
WALNE001 | Walney | WLNYO-2 | Wind | Offshore_Wind 2 | Dong Energy & SSE & Ampere & PGGM | Existing | Existing | 182 | 0 | NGET | TRUE | 2012
WESTO001 | West of Duddon Sands | WDNSW-1 | Wind | Offshore_Wind 2 | Dong Energy | Existing | Existing | 382 | 0 | NGET | TRUE
WESTE001 | Westermost Rough | AM-WERW-1 | Wind | Offshore_Wind 2 | Dong Energy | Existing | Existing | 205 | 4 | NGET | TRUE
BURBO001 | Burbo Bank Extension | AM-BURBO-1 | Wind | Offshore_Wind 2.5 | Dong Energy | Future | Consents Approved | 254 | 4 | #N/A | TRUE | 2016 | TEC Changed / Wrong Status
DUDGE002 | Dudgeon Extension | ES-DUDEW-1 | Wind | Offshore_Wind 2.5 | Dudgeon Offshore Wind Limited | Future | Scoping | 0 | 1 | NGET | FALSE |  | Still Valid?
GALLO001 | Galloper | GAOF-1 | Wind | Offshore_Wind 2.5 | SSE Ltd | Future | Consents Approved | 500 | 4 | NGET | TRUE | 2017 | Remove? Terminated (Officially?)
WALNE002 | Walney Extension | AM-WLNYW-3 | Wind | Offshore_Wind 2.5 | Dong Energy & SSE & Ampere & PGGM | Future | Consents Approved | 660 | 4 | NGET | TRUE | 2016
DOGGE001 | Dogger Bank | AM-DOGG-10A | Wind | Offshore_Wind 3 | Forewind Consortia (SSE Renewables & RWE Npower * | Future | Scoping | 0 | 2 | NGET | TRUE
DOGGE001 | Dogger Bank | AM-DOGG-10B | Wind | Offshore_Wind 3 | Forewind Consortia (SSE Renewables & RWE Npower * | Future | Scoping | 0 | 2 | NGET | TRUE
DOGGE001 | Dogger Bank | AM-DOGG-11A | Wind | Offshore_Wind 3 | Forewind Consortia (SSE Renewables & RWE Npower * | Future | Scoping | 0 | 2 | NGET | TRUE
DOGGE001 | Dogger Bank | AM-DOGG-11B | Wind | Offshore_Wind 3 | Forewind Consortia (SSE Renewables & RWE Npower * | Future | Scoping | 0 | 2 | NGET | TRUE
DOGGE001 | Dogger Bank | AM-DOGG-12A | Wind | Offshore_Wind 3 | Forewind Consortia (SSE Renewables & RWE Npower * | Future | Scoping | 0 | 2 | NGET | TRUE
DOGGE001 | Dogger Bank | AM-DOGG-12B | Wind | Offshore_Wind 3 | Forewind Consortia (SSE Renewables & RWE Npower * | Future | Scoping | 0 | 2 | NGET | TRUE
DOGGE001 | Dogger Bank | AM-DOGG-13A | Wind | Offshore_Wind 3 | Forewind Consortia (SSE Renewables & RWE Npower * | Future | Scoping | 0 | 2 | NGET | TRUE
DOGGE001 | Dogger Bank | AM-DOGG-13B | Wind | Offshore_Wind 3 | Forewind Consortia (SSE Renewables & RWE Npower * | Future | Scoping | 0 | 2 | NGET | TRUE
DOGGE001 | Dogger Bank | AM-DOGG-1A | Wind | Offshore_Wind 3 | Forewind Consortia (SSE Renewables & RWE Npower * | Future | Scoping | 500 | 2 | NGET | TRUE | 2019
DOGGE001 | Dogger Bank | AM-DOGG-1B | Wind | Offshore_Wind 3 | Forewind Consortia (SSE Renewables & RWE Npower * | Future | Scoping | 500 | 2 | NGET | TRUE | 2020
DOGGE001 | Dogger Bank | AM-DOGG-2A | Wind | Offshore_Wind 3 | Forewind Consortia (SSE Renewables & RWE Npower * | Future | Scoping | 500 | 2 | NGET | TRUE | 2019
DOGGE001 | Dogger Bank | AM-DOGG-2B | Wind | Offshore_Wind 3 | Forewind Consortia (SSE Renewables & RWE Npower * | Future | Scoping | 500 | 2 | NGET | TRUE | 2020
DOGGE001 | Dogger Bank | AM-DOGG-3A | Wind | Offshore_Wind 3 | Forewind Consortia (SSE Renewables & RWE Npower * | Future | Scoping | 500 | 2 | NGET | TRUE | 2018
DOGGE001 | Dogger Bank | AM-DOGG-3B | Wind | Offshore_Wind 3 | Forewind Consortia (SSE Renewables & RWE Npower * | Future | Scoping | 500 | 2 | NGET | TRUE | 2019
DOGGE001 | Dogger Bank | AM-DOGG-4A | Wind | Offshore_Wind 3 | Forewind Consortia (SSE Renewables & RWE Npower * | Future | Scoping | 500 | 2 | NGET | TRUE | 2019
DOGGE001 | Dogger Bank | AM-DOGG-4B | Wind | Offshore_Wind 3 | Forewind Consortia (SSE Renewables & RWE Npower * | Future | Scoping | 500 | 2 | NGET | TRUE | 2020
DOGGE001 | Dogger Bank | AM-DOGG-5A | Wind | Offshore_Wind 3 | Forewind Consortia (SSE Renewables & RWE Npower * | Future | Scoping | 500 | 2 | NGET | TRUE | 2019
DOGGE001 | Dogger Bank | AM-DOGG-5B | Wind | Offshore_Wind 3 | Forewind Consortia (SSE Renewables & RWE Npower * | Future | Scoping | 500 | 2 | NGET | TRUE | 2020
DOGGE001 | Dogger Bank | AM-DOGG-6A | Wind | Offshore_Wind 3 | Forewind Consortia (SSE Renewables & RWE Npower * | Future | Scoping | 500 | 2 | NGET | TRUE | 2020
DOGGE001 | Dogger Bank | AM-DOGG-6B | Wind | Offshore_Wind 3 | Forewind Consortia (SSE Renewables & RWE Npower * | Future | Scoping | 500 | 2 | NGET | TRUE | 2021
DOGGE001 | Dogger Bank | AM-DOGG-7A | Wind | Offshore_Wind 3 | Forewind Consortia (SSE Renewables & RWE Npower * | Future | Scoping | 0 | 2 | NGET | TRUE
DOGGE001 | Dogger Bank | AM-DOGG-7B | Wind | Offshore_Wind 3 | Forewind Consortia (SSE Renewables & RWE Npower * | Future | Scoping | 0 | 2 | NGET | TRUE
DOGGE001 | Dogger Bank | AM-DOGG-8A | Wind | Offshore_Wind 3 | Forewind Consortia (SSE Renewables & RWE Npower * | Future | Scoping | 0 | 2 | NGET | TRUE
DOGGE001 | Dogger Bank | AM-DOGG-8B | Wind | Offshore_Wind 3 | Forewind Consortia (SSE Renewables & RWE Npower * | Future | Scoping | 0 | 2 | NGET | TRUE
DOGGE001 | Dogger Bank | AM-DOGG-9A | Wind | Offshore_Wind 3 | Forewind Consortia (SSE Renewables & RWE Npower * | Future | Scoping | 0 | 2 | NGET | TRUE
DOGGE001 | Dogger Bank | AM-DOGG-9B | Wind | Offshore_Wind 3 | Forewind Consortia (SSE Renewables & RWE Npower * | Future | Scoping | 0 | 2 | NGET | TRUE
EASTA001 | East Anglia | AM-EANG-1 | Wind | Offshore_Wind 3 | Scottish Power Ltd | Future | Consents Approved | 1200 | 2 | NGET | TRUE | 2018
EASTA001 | East Anglia | AM-EANG-10 | Wind | Offshore_Wind 3 | Scottish Power Ltd | Future | Scoping | 0 | 2 | NGET | TRUE
EASTA001 | East Anglia | AM-EANG-2 | Wind | Offshore_Wind 3 | Scottish Power Ltd | Future | Scoping | 1200 | 2 | NGET | TRUE | 2023
EASTA001 | East Anglia | AM-EANG-3 | Wind | Offshore_Wind 3 | Scottish Power Ltd | Future | Scoping | 1200 | 2 | NGET | TRUE | 2021
EASTA001 | East Anglia | AM-EANG-4 | Wind | Offshore_Wind 3 | Scottish Power Ltd | Future | Scoping | 1200 | 2 | NGET | TRUE | 2022
EASTA001 | East Anglia | AM-EANG-5 | Wind | Offshore_Wind 3 | Scottish Power Ltd | Future | Scoping | 1000 | 2 | NGET | TRUE | 2024
EASTA001 | East Anglia | AM-EANG-6 | Wind | Offshore_Wind 3 | Scottish Power Ltd | Future | Scoping | 1800 | 2 | NGET | TRUE | 2025
EASTA001 | East Anglia | AM-EANG-7 | Wind | Offshore_Wind 3 | Scottish Power Ltd | Future | Scoping | 0 | 2 | NGET | TRUE | 2020
EASTA001 | East Anglia | AM-EANG-8 | Wind | Offshore_Wind 3 | Scottish Power Ltd | Future | Scoping | 0 | 2 | NGET | TRUE
EASTA001 | East Anglia | AM-EANG-9 | Wind | Offshore_Wind 3 | Scottish Power Ltd | Future | Scoping | 0 | 2 | NGET | TRUE
HORNS001 | Hornsea | AM-HORN-1A | Wind | Offshore_Wind 3 | Smart Wind Consortia * | Future | Consents Approved | 500 | 0 | NGET | TRUE | 2016
HORNS001 | Hornsea | AM-HORN-1B | Wind | Offshore_Wind 3 | Smart Wind Consortia * | Future | Consents Approved | 500 | 0 | NGET | TRUE | 2017
HORNS001 | Hornsea | AM-HORN-2A | Wind | Offshore_Wind 3 | Smart Wind Consortia * | Future | Awaiting Consents | 500 | 0 | NGET | TRUE | 2019
HORNS001 | Hornsea | AM-HORN-2B | Wind | Offshore_Wind 3 | Smart Wind Consortia * | Future | Awaiting Consents | 500 | 0 | NGET | TRUE | 2020
HORNS001 | Hornsea | AM-HORN-3A | Wind | Offshore_Wind 3 | Smart Wind Consortia * | Future | Scoping | 500 | 0 | NGET | TRUE | 2020
HORNS001 | Hornsea | AM-HORN-3B | Wind | Offshore_Wind 3 | Smart Wind Consortia * | Future | Scoping | 500 | 0 | NGET | TRUE | 2021
HORNS001 | Hornsea | AM-HORN-4A | Wind | Offshore_Wind 3 | Smart Wind Consortia * | Future | Scoping | 500 | 0 | NGET | TRUE | 2022
HORNS001 | Hornsea | AM-HORN-4B | Wind | Offshore_Wind 3 | Smart Wind Consortia * | Future | Scoping | 500 | 0 | NGET | TRUE | 2023
NAVIT001 | Navitus Bay Offshore Wind Platform 1 | AM-IOWW-1 | Wind | Offshore_Wind 3 | EDF | Future | Awaiting Consents | 368 | 3 | NGET | TRUE | 2017
NAVIT002 | Navitus Bay Offshore Wind Platform 2 | AM-IOWW-2 | Wind | Offshore_Wind 3 | EDF | Future | Awiating Consents | 368 | 3 | NGET | TRUE | 2018
NAVIT003 | Navitus Bay Offshore Wind Platform 3 | AM-IOWW-3 | Wind | Offshore_Wind 3 | EDF | Future | Awaiting Consents | 368 | 3 | NGET | TRUE | 2019
RAMPI001 | Rampion (Hastings) | AM-RAMP-1 | Wind | Offshore_Wind 3 | E.ON UK plc | Future | Consents Approved | 332 | 4 | NGET | TRUE | 2015
RAMPI001 | Rampion (Hastings) | AM-RAMP-2 | Wind | Offshore_Wind 3 | E.ON UK plc | Future | Consents Approved | 332 | 4 | NGET | TRUE | 2016
Scottish Offshore
Generator ID | Generator Name | Unit_ID | Fuel Type | Sub Fuel Type | Owner | Connection | Status | TEC | Likelihood |  | NG Connection Agreement | Contracted Start Date | Comments
BEATR001 | Beatrice | DUBEW-2 | Wind | Offshore_Wind STW | SSE Ltd | Future | Consents Approved | 664 | 3 |  | TRUE | 2018
NEART001 | Neart na Gaoithe | AM-NNGO-1 | Wind | Offshore_Wind STW | Mainstream | Future | Consents Approved | 450 | 4 |  | TRUE | 2016 | TEC status wrong
INCHC001 | Inch Cape | AM-INCH-1 | Wind | Offshore_Wind STW | Repsol & EDP Renewables | Future | Consents Approved | 1050 | 4 |  | TRUE | 2017
FIRTH001 | Firth of Forth SHETL | AM-FIRF-1 | Wind | Offshore_Wind 3 | Seagreen Wind Energy Limited | Future | Consents Approved | 1075 | 4 |  | TRUE | 2018
FIRTH002 | Firth of Forth SPTL | AM-FIRF-2 | Wind | Offshore_Wind 3 | Seagreen Wind Energy Limited | Future | Consents Approved | 2615 | 4 |  | TRUE | 2021
MORAY001 | Moray Firth | AM-MORF-1 | Wind | Offshore_Wind 3 | Repsol & EDP Renewables | Future | Consents Approved | 504 | 3 |  | TRUE | 2018
MORAY001 | Moray Firth | AM-MORF-2 | Wind | Offshore_Wind 3 | Repsol & EDP Renewables | Future | Consents Approved | 496 | 3 |  | TRUE | 2021
Onshore Wind | Scotland
Generator ID | Generator Name | Unit_ID | Fuel Type | Sub Fuel Type | Owner | Connection | Status | MW | Likelihood |  | NG Connection Agreement | Contracted Start Date | Comments
ACHRU001 | A Chruach | AM-ACHR-1 | Wind | Onshore Wind | Infinis | Future | Consents Approved | 50 | 4 |  | TRUE | 2015 | 43MW in 2015 / 6.9MW in 2016
AFTON001 | Afton | AM-AFTOW-1 | Wind | Onshore Wind | E.ON Climate & Renewables UK Developments Ltd | Future | Consents Approved | 68 | 4 |  | TRUE | 2015
AIKEN001 | Aikengall | AKGLW-1 | Wind | Onshore Wind | Community Wind Power Ltd | Existing | Existing | 48 | 0 |  | TRUE
AIKEN002 | Aikengall 2 | AM-AIKE-2 | Wind | Onshore Wind | Community Wind Power Ltd | Future | Consents Approved | 108 | 4 |  | TRUE | 2016
AIRIE001 | Airies | ES-AIRI-1 | Wind | Onshore Wind | Airies WindFarm Limited | Future | Consents Approved | 35 | 4 |  | TRUE | 2017
ALLTD001 | Allt Duine | AM-ALDU-1 | Wind | Onshore Wind | RWE Innogy UK Ltd | Future | Awaiting Consents | 87 | 3 |  | TRUE | 2017 | 10MW in 2017 / 77MW in 2018
ALLTR001 | Allt Rhuba | ES-ALLT-1 | Wind | Onshore Wind | E.ON Climate & Renewables UK Developments Ltd | Future | Scoping | 44 | 2 |  | TRUE | 2021
ANSUI001 | An Suidhe | ANSUW-1 | Wind | Onshore Wind | An Suidhe Wind Farm Ltd | Existing | Existing | 21 | 0 |  | TRUE
ANDER001 | Andershaw | ANDEW-1 | Wind | Onshore Wind | Andershaw Wind Power Limited | Future | Consents Approved | 35 | 4 |  | TRUE | 2015
ANNAB001 | Annabagliesh | ES-ANNA-1 | Wind | Onshore Wind | RES UK & Ireland Ltd | Future | Scoping | 34 | 2 |  | TRUE | 2017
ARDCH001 | Ardchonnel | ES-ARDC-1 | Wind | Onshore Wind | RWE Innogy UK Ltd | Future | Awaiting Consents | 41 | 3 |  | TRUE | 2021
ARDKI001 | Ardkinglas | CLFLW-1 | Wind | Onshore Wind | Iberdrola Renewable Energies Ltd | Existing | Existing | 15 | 0 |  | TRUE
ARECL001 | Arecleoch | ARCHW-1 | Wind | Onshore Wind | Scottish Power Ltd | Existing | Existing | 114 | 0 |  | TRUE
ASSEL001 | Assel Valley | ES-ASSE-1 | Wind | Onshore Wind | Falck Renewables Wind Ltd | Future | Consents Approved | 33 | 4 |  | TRUE | 2014
AUCHR001 | Auchrobert | ES-AUCH-1 | Wind | Onshore Wind | Falck Renewables Wind Ltd | Future | Awaiting Consents | 36 | 3 |  | TRUE | 2016
AULTM001 | Aultmore | AM-AULW-1 | Wind | Onshore Wind | Vattenfall Ltd | Future | Consents Approved | 29.5 | 4 |  | TRUE | 2017
BADAC001 | Bad a Cheo Wind Farm | ES-BADA-1 | Wind | Onshore Wind | RWE Innogy UK Ltd | Future | Consents Approved | 30 | 4 |  | TRUE | 2020
BAILL001 | Baillie and Bardnaheigh | BABAW-1 | Wind | Onshore Wind | Baillie Wind Farm Ltd | Existing | Existing | 52 | 0 |  | TRUE
BALNA001 | Balnacoil | ES-BALN-1 | Wind | Onshore Wind | Vento Ludens Limited | Future | Awaiting Consents | 45 | 3 |  | TRUE | 2020
BANKE001 | Bankend Rig | ES-BANK-1 | Wind | Onshore Wind | SP Distribution Ltd | Existing | Existing | 14 | 0 |  | TRUE
BEINN001 | Beinn an Tuirc | BTUIW-1 | Wind | Onshore Wind | Scottish Power Ltd | Existing | Existing | 30 | 0 |  | TRUE |  | Existing plant but not on TEC register
BEINN002 | Beinn an Tuirc 2 | BTUI-2 | Wind | Onshore Wind | Scottish Power Ltd | Existing | Existing | 44 | 0 |  | TRUE
BEINN005 | Beinn Mhor | ES-BEIN-2 | Wind | Onshore Wind | WPD Beinn Mhor Limited | Future | Awaiting Consents | 21 | 3 |  | TRUE | 2017
BEINN003 | Beinn Tharsuinn | BETHW-1 | Wind | Onshore Wind | Scottish Power Ltd | Existing | Existing | 29 | 0 |  | TRUE
BEINN004 | Beinneun Wind Farm | ES-BEIN-1 | Wind | Onshore Wind | Blue Energy | Future | Consents Approved | 109 | 4 |  | TRUE | 2017
BENAK001 | Ben Aketil | BNAKW-1 | Wind | Onshore Wind | Ben Aketil Wind Farm Ltd | Existing | Existing | 28 | 0 |  | TRUE
BENBR001 | Benbrack & Quantans Hill | ES-BENB-1 | Wind | Onshore Wind | E.ON Climate & Renewables UK Developments Ltd | Future | Scoping | 72 | 2 |  | TRUE | 2018
BERRY001 | Berry Burn | AM-BERB-1 | Wind | Onshore Wind | Statkraft | Existing | Existing | 67 | 0 |  | TRUE
BHLAR001 | Bhlaraidh Wind Farm | ES-BHLA-1 | Wind | Onshore Wind | SSE Ltd | Future | Consents Approved | 108 | 4 |  | TRUE | 2021
BLACK001 | Black Law | BLLA-1 | Wind | Onshore Wind | Scottish Power Ltd | Existing | Existing | 118 | 0 |  | TRUE
BLACK003 | Blackcraig | AM-BLCW-1 | Wind | Onshore Wind | SSE Ltd | Future | Consents Approved | 57.5 | 4 |  | TRUE | 2016
BLACK002 | Blacklaw Extension | AM-BLLA-2 | Wind | Onshore Wind | Scottish Power Ltd | Future | Consents Approved | 69 | 4 |  | TRUE | 2015
BLARY001 | Blary Hill | ES-BLAR-1 | Wind | Onshore Wind | RES UK & Ireland Ltd | Future | Scoping | 35 | 2 |  | TRUE | 2020
BOULF001 | Boulfruich | BOULW-1 | Wind | Onshore Wind | Boulfruich Wind Farm Ltd | Existing | Existing | 14 | 0 |  | TRUE
BOWBE001 | Bowbeat | BOWBW-1 | Wind | Onshore Wind | E.ON UK plc | Existing | Existing | 33 | 0 |  | TRUE
BOYND001 | Boyndie | BOYNW-1 | Wind | Onshore Wind | Boyndie Wind Energy Ltd | Existing | Existing | 21 | 0 |  | TRUE
BRAES001 | Braes of Doune | BRDUW-1 | Wind | Onshore Wind | Centrica & Hermes GPE Infrastructure Fund | Existing | Existing | 74 | 0 |  | TRUE
BROCK001 | Brockloch Rig | AM-WIST-1 | Wind | Onshore Wind | Fred Olsen Renewables | Future | Consents Approved | 75 | 4 |  | TRUE | 2015
BURNO001 | Burn of Whilk | AM-BUWH-1 | Wind | Onshore Wind | Eneco | Future | Consents Approved | 22 | 4 |  | TRUE | 2014
CAIRN001 | Cairn Uish | CAIRW-1 | Wind | Onshore Wind | Rothes Wind Ltd | Existing | Existing | 51 | 0 |  | TRUE
CAIRN002 | Cairn Uish 2 | CAIRW-2 | Wind | Onshore Wind | Rothes Wind Ltd | Existing | Existing | 41 | 0 |  | TRUE
CALDE001 | Calderwater | ES-CALD-1 | Wind | Onshore Wind | Community Windpower Ltd | Existing | Existing | 33 | 0 |  | TRUE
CARRA001 | Carraig Gheal | CRGHW-1 | Wind | Onshore Wind | Green Power | Existing | Existing | 46 | 0 |  | TRUE
CARSC001 | Carscreugh | ES-CARS-1 | Wind | Onshore Wind | SP Distribution Ltd | Existing | Existing | 15 | 0 |  | TRUE
CAUSE001 | Causeymire | CAUSW-1 | Wind | Onshore Wind | Causeymire Wind Farm Limited | Existing | Existing | 48 | 0 |  | TRUE
CLASH001 | Clashindarroch | AM-CLAS-1 | Wind | Onshore Wind | Vattenfall Ltd | Future | Under Construction | 37 | 6 |  | TRUE | 2014
CLASH002 | Clashindarroch 2 | ES-CLAS-2 | Wind | Onshore Wind | Vattenfall Wind Power Ltd | Future | Scoping | 54 | 2 |  | TRUE | 2023
CLYDE001 | Clyde North & South | CLYNW-1 | Wind | Onshore Wind | Clyde Wind Farm (Scotland) Ltd | Existing | Built | 350 | 0 |  | TRUE |  | TEC increase to 512MW in 2015
CNOCM001 | Cnoc Morail | ES-CNOC-1 | Wind | Onshore Wind | WPD Cnoc Morail Limited | Future | Scoping | 20 | 2 |  | TRUE | 2020
COIRE002 | Coire Na Cloiche | AM-COIN-1 | Wind | Onshore Wind | RockbySea Ltd | Future | Awaiting Consents | 30 | 3 |  | TRUE | 2018
CORRI001 | Corriegarth | AM-CORG-1 | Wind | Onshore Wind | North British Windpower Ltd | Future | Consents Approved | 70 | 4 |  | TRUE | 2015
CORRI002 | Corriemollie | AM-CORRW-1 | Wind | Onshore Wind | E.ON UK plc | Future | Consents Approved | 48 | 4 |  | TRUE | 2016
COUR001 | Cour | AM-COUR-1 | Wind | Onshore Wind | SSE Ltd | Future | Consents Approved | 23 | 4 |  | TRUE | 2015
CREAG001 | Creag Dhubh | ES-CREA-1 | Wind | Onshore Wind |  | Future | Scoping | 180 | 1 |  | FALSE |  | Non Contracted
CROSS001 | Crossburns | ES-CROS-1 | Wind | Onshore Wind | West Coast Energy | Future | Scoping | 99 | 2 |  | TRUE | 2018
CRUAC001 | Cruach Mhor | CRMHW-1 | Wind | Onshore Wind | Scottish Power Ltd | Existing | Existing | 29 | 0 |  | TRUE |  | Existing plant but not on TEC register
CRYST001 | Crystal Rig | CRYRW-1 | Wind | Onshore Wind | Crystal Rig Windfarm Ltd | Existing | Existing | 138 | 0 |  | TRUE
CRYST002 | Crystal Rig Extension | ES-CRYRW-2 | Wind | Onshore Wind | Crystal Rig Windfarm Ltd | Future | Consents Approved | 62 | 4 |  | TRUE | 2016
CUMBE001 | Cumberhead | ES-CUMB-1 | Wind | Onshore Wind | Falck Renewables Wind Ltd | Future | Scoping | 99 | 2 |  | TRUE | 2019
DALSW001 | Dalswinton | AM-DLSW-1 | Wind | Onshore Wind | Dalswinton Wind Farm (Scotland) Ltd | Existing | Existing | 30 | 0 |  | TRUE
DELLW001 | Dell | ES-DELL-1 | Wind | Onshore Wind | Falck Renewables Wind Ltd | Future | Awaiting Consents | 42 | 3 |  | TRUE | 2018
DERSA001 | Dersalloch | AM-DESA-1 | Wind | Onshore Wind | Scottish Power Ltd | Future | Awaiting Consents | 69 | 3 |  | TRUE | 2014
DEUCH001 | Deucheran Hill | DEUCW-1 | Wind | Onshore Wind | E.ON UK plc | Existing | Existing | 15 | 0 |  | TRUE
DOREN001 | Dorenell | AM-DORNW-1 | Wind | Onshore Wind | Infinergy Ltd | Future | Consents Approved | 220 | 4 |  | TRUE | 2018
DRUIM002 | Druim Leathann | ES-DRUI-1 | Wind | Onshore Wind | Druim Leathann Windfarm Ltd | Future | Consents Approved | 39 | 4 |  | TRUE | 2019
DRUMD001 | Drumderg | DRDGW-1 | Wind | Onshore Wind | SSE Ltd | Existing | Existing | 37 | 0 |  | TRUE
DUMMU001 | Dummuies | DUMMW-1 | Wind | Onshore Wind | Dummuies Wind Farm Huntly Ltd | Existing | Existing | 12 | 0 |  | TRUE
DUNLA001 | Dunlaw Extension | DNLWW-1 | Wind | Onshore Wind | Scottish Power Ltd | Existing | Existing | 30 | 0 |  | TRUE
DUNMA001 | Dunmaglass | AM-DUMNW-1 | Wind | Onshore Wind | SSE Ltd | Future | Consents Approved | 94 | 4 |  | TRUE | 2015
EARLS001 | Earlsburn | EARBW-1 | Wind | Onshore Wind | Falck Renewables | Existing | Existing | 35 | 0 |  | TRUE
EARLS002 | Earlshaugh | EHAUW-1 | Wind | Onshore Wind | Wind Energy Ltd | Future | Awaiting Consents | 55 | 3 |  | TRUE | 2017
EDINB001 | Edinbane | EDINW-1 | Wind | Onshore Wind | Vattenfall Ltd | Existing | Existing | 41 | 0 |  | TRUE
EDINT001 | Edintore Wind Farm | ES-EDIN-1 | Wind | Onshore Wind | Scottish Hydro Electric Power Distribution plc | Future | Under Construction | 21 | 6 |  | TRUE | 2016
EISHK001 | Eishken | AM-EISE-1 | Wind | Onshore Wind | International Power | Future | Consents Approved | 133 | 4 |  | TRUE | 2019
EWEHI001 | Ewe Hill | EWHLW-1 | Wind | Onshore Wind | Scottish Power Ltd | Future | Consents Approved | 39 | 4 |  | TRUE | 2016
FAIRB002 | Fairburn Wind Farm | FRBRW-1 | Wind | Onshore Wind | Scottish Hydro Electric Power Distribution plc | Existing | Existing | 40 | 0 |  | TRUE
FALLA001 | Fallago | FALGW-1 | Wind | Onshore Wind | Fallago Rig Wind Farm Ltd | Existing | Existing | 144 | 0 |  | TRUE
FARR001 | Farr | FAARW-1 | Wind | Onshore Wind | Farr Wind Farm Limited | Existing | Existing | 92 | 0 |  | TRUE
FETTE001 | Fetteresso | ES-FETT-1 | Wind | Onshore Wind | Fetteresso Wind Limited | Future | Consents Approved | 34 | 4 |  | TRUE | 2018
FREAS001 | Freasdail | ES-FREA-1 | Wind | Onshore Wind | RES UK & Ireland Ltd | Future | Consents Approved | 28 | 4 |  | TRUE | 2020
GALAW001 | Galawhistle | AM-GAWH-1 | Wind | Onshore Wind | Infinis | Future | Consents Approved | 55 | 4 |  | TRUE | 2017
GLENA001 | Glen App Windfarm | ES-GLENA-1 | Wind | Onshore Wind | ScottishPower Renewables (UK) Ltd | Future | Awaiting Consents | 51 | 3 |  | TRUE | 2018
GLENK001 | Glen Kyllachy | ES-GLENK-1 | Wind | Onshore Wind | RWE Npower | Future | Awaiting Consents | 48 | 3 |  | TRUE | 2018
GLENU001 | Glen Ullinish | ES-GLENU-1 | Wind | Onshore Wind | Kilmac Energy | Future | Scoping | 42 | 2 |  | TRUE | 2021
GLENC001 | Glencassley | ES-GLEN-1 | Wind | Onshore Wind | Scottish Hydro Electric Power Distribution plc | Future | Consents Approved | 65 | 4 |  | TRUE | 2020
GLENM001 | Glenmorie | AM-GLMO-1 | Wind | Onshore Wind | Wind Energy Ltd | Future | Awaiting Consents | 114 | 3 |  | TRUE | 2018
GLENM003 | Glenmount | ES-GLENMT-1 | Wind | Onshore Wind | RWE Npower | Future | Scoping | 73 | 2 |  | TRUE | 2019
GLENS001 | Glens of Foudland | GLOFW-1 | Wind | Onshore Wind | Glens of Foudland Wind Farm Ltd | Existing | Existing | 26 | 0 |  | TRUE
GORDO001 | Gordonbush | GORWW-1 | Wind | Onshore Wind | SSE Ltd | Existing | Existing | 70 | 0 |  | TRUE
GORDO003 | Gordonbush Extension | ES-GORD-1 | Wind | Onshore Wind | SSE Generation Ltd | Future | Scoping | 38 | 2 |  | TRUE | 2020
GORDO002 | Gordonstown Hill | GDSTW-1 | Wind | Onshore Wind | Gordonstown Hill Wind Farm | Existing | Existing | 12 | 0 |  | TRUE
GRIFF001 | Griffin - Stage One | GRIFW-1 | Wind | Onshore Wind | SSE Ltd | Existing | Existing | 94.5 | 0 |  | TRUE
GRIFF001 | Griffin - Stage One | GRIFW-2 | Wind | Onshore Wind | SSE Ltd | Existing | Existing | 94.5 | 0 |  | TRUE
GRIFF002 | Griffin - Stage Two | AM-GRIFW-3 | Wind | Onshore Wind | SSE Ltd | Future | Awaiting Consents | 15 | 3 |  | TRUE | 2016
HADYA001 | Hadyard Hill | HADHW-1 | Wind | Onshore Wind | SSE Generation Ltd | Existing | Existing | 117 | 0 |  | TRUE
HALSA001 | Halsary | AM_HASA-1 | Wind | Onshore Wind | Scottish Power Ltd | Future | Consents Approved | 28.5 | 4 |  | TRUE | 2018
HAREH001 | Hare Hill | ES-HARH-1 | Wind | Onshore Wind | Scottish Power Renewables Ltd | Existing | Existing | 13 | 0 |  | TRUE
HAREH002 | Hare Hill Extension | ES-HARH-2 | Wind | Onshore Wind | Scottish Power Renewables Ltd | Future | Consents Approved | 30 | 4 |  | TRUE | 2016
HAREL001 | Harelaw | ES-HARE-1 | Wind | Onshore Wind | Gamesa Energy UK Ltd | Future | Consents Refused | 80 | -1 |  | TRUE | 2015
HARES001 | Harestanes | AM-HARE-1 | Wind | Onshore Wind | Scottish Power Ltd | Existing | Built | 146 | 0 |  | TRUE |  | 126 Built / 20MW due in 2015
HARES002 | Harestanes Extension | AM-HARE-2 | Wind | Onshore Wind | Scottish Power Ltd | Future | Under Construction | 17 | 6 |  | TRUE | 2016
HILLO001 | Hill of Glaschyle | ES-HILG-1 | Wind | Onshore Wind | Muirden Energy LLP | Future | Consents Approved | 28 | 4 |  | TRUE | 2018
HILLO002 | Hill of Towie | HITOW-1 | Wind | Onshore Wind | Hill of Towie Ltd | Existing | Existing | 48 | 0 |  | TRUE
HUNTE002 | Hunterston Test Centre | ES-HUNT-1 | Wind | Onshore Wind | SSE | Existing | Existing | 25 | 0 |  | TRUE
KENNO001 | Kennoxhead | ES-KENN-1 | Wind | Onshore Wind | PNE Wind UK | Future | Awaiting Consents | 60 | 3 |  | TRUE | 2019
KIERS001 | Kiers Hill | ES-KIER-1 | Wind | Onshore Wind | RES UK & Ireland Ltd | Future | Scoping | 58 | 2 |  | TRUE | 2018
KILBR001 | Kilbruar | KILBW-1 | Wind | Onshore Wind |  | Existing | Existing | 67 | 0 |  | TRUE
KILDR001 | Kildrummy | AM-KILD-1 | Wind | Onshore Wind | Kildrummy Wind Farm Ltd | Existing | Existing | 18 | 0 |  | TRUE
KILGA001 | Kilgallioch | AM_KILG-1 | Wind | Onshore Wind | ScottishPower Renewables (UK) Ltd | Future | Consents Approved | 274 | 4 |  | TRUE | 2016
KYPEM001 | Kype Muir | ES-KYPE-1 | Wind | Onshore Wind | Banks Renewables | Future | Awaiting Consents | 100 | 3 |  | TRUE | 2018
LAIRG001 | Lairg - Achany | LAIG-1 | Wind | Onshore Wind | SSE Generation Ltd | Existing | Existing | 38 | 0 |  | TRUE
LEADH001 | Leadhills | ES-LEAD-1 | Wind | Onshore Wind | Falck Renewables Wind Ltd | Future | Awaiting Consents | 50 | 3 |  | TRUE | 2020
LETHA001 | Lethans | ES-LETH-1 | Wind | Onshore Wind | Banks Renewables | Future | Awaiting Consents | 88 | 3 |  | TRUE | 2020
LIMEK001 | Limekilns | ES-LIME-1 | Wind | Onshore Wind | Infinergy Ltd | Future | Scoping | 90 | 2 |  | TRUE | 2020
LOCHU001 | Loch Urr | ES-LOUR-1 | Wind | Onshore Wind | E.ON Climate & Renewables UK Developments Ltd | Future | Awaiting Consents | 84 | 3 |  | TRUE | 2018
LOCHL001 | Lochluichart | AM-LUIC-1 | Wind | Onshore Wind | LZN Ltd | Existing | Existing | 69 | 0 |  | TRUE
LONGB001 | Long Burn | ES-LONG-1 | Wind | Onshore Wind | Longburn Wind Farm Limited | Future | Scoping | 60 | 2 |  | TRUE | 2022
LONGP001 | Longpark | AM-LOPA-1 | Wind | Onshore Wind | Longpark Windfarm Ltd | Existing | Existing | 38 | 0 |  | TRUE
LORGW001 | Lorg | ES-LORG-1 | Wind | Onshore Wind | E.on Climate and Renewables Uk Developments Limite | Future | Scoping | 66 | 2 |  | TRUE | 2022
MARGR001 | Margree | AM-MARG-1 | Wind | Onshore Wind | NBW Wind Energy Ltd | Future | Awaiting Consents | 42 | 3 |  | TRUE | 2016
MARKH001 | Mark Hill | MAHIW-1 | Wind | Onshore Wind | ScottishPower Renewables (UK) Ltd | Existing | Existing | 53 | 0 |  | TRUE
MIDHI001 | Mid Hill | MDHLW-1 | Wind | Onshore Wind | Fred Olsen Renewables | Existing | Existing | 75 | 0 |  | TRUE
MIDDL001 | Middle Muir | ES-MIDD-1 | Wind | Onshore Wind | Banks Renewables Limited | Future | Consents Approved | 51 | 4 |  | TRUE | 2018
MILLE001 | Millennium | MILWW-1 | Wind | Onshore Wind | Millennium Wind Energy Ltd | Existing | Existing | 65 | 0 |  | TRUE
MILLE002 | Millennium South | ES-MILL-1 | Wind | Onshore Wind | Falck Renewables Wind Ltd | Future | Awaiting Consents | 50 | 3 |  | TRUE | 2016 | 25MW in 2016 / 25MW in 2021
MINSC001 | Minsca | MINSW-1 | Wind | Onshore Wind | Minsca Wind Farm (Scotland) Ltd | Existing | Existing | 38 | 0 |  | TRUE
MOORH001 | Moorhouse Farmers | ES-MOOR-1 | Wind | Onshore Wind | Falck Renewables | Existing | Existing | 48 | 0 |  | TRUE
MORIS001 | Moriston | ES-MORI-1 | Wind | Onshore Wind | E.on Climate and Renewables Uk Developments Limite | Future | Scoping | 63 | 2 |  | TRUE | 2021
MOY001 | Moy | ES-MOY-1 | Wind | Onshore Wind | Eneco Wind UK Ltd | Future | Under Construction | 60 | 1 |  | TRUE |  | Not on TEC register
MUAIT001 | Muaithebheal | AM-MUAW-1 | Wind | Onshore Wind | Uisenis Power Ltd | Future | Consents Approved | 150 | 4 |  | TRUE | 2019
NEWFI001 | Newfield | AM-NEWF-1 | Wind | Onshore Wind | Wind Energy (Newfield) Ltd | Future | Awaiting Consents | 52.5 | 3 |  | TRUE | 2016
NOVAR001 | Novar | NOVAW-1 | Wind | Onshore Wind | RWE Npower Ltd | Existing | Existing | 18 | 0 |  | TRUE
NOVAR002 | Novar 2 | NOVAW-2 | Wind | Onshore Wind | Novar 2 Wind Farm Ltd | Existing | Existing | 32 | 0 |  | TRUE
PAULS001 | Paul's Hill | PAUHW-1 | Wind | Onshore Wind | Pauls Hill Wind Ltd | Existing | Existing | 70 | 0 |  | TRUE
PENCL001 | Pencloe | AM-PENC-1 | Wind | Onshore Wind | Pencloe Wind Energy Ltd | Future | Awaiting Consents | 96 | 3 |  | TRUE | 2016 | 63MW in 2016 / 33MW 2022
PENTL001 | Pentland Road | PTLDW-1 | Wind | Onshore Wind | Pentland Road Windfarm Ltd | Existing | Existing | 18 | 0 |  | TRUE
QUIXW001 | Quixwood | ES-QUIX-1 | Wind | Onshore Wind | Banks Renewables | Future | Consents Approved | 32 | 4 |  | TRUE | 2016
ROSEH001 | Rosehall | RSHLW-1 | Wind | Onshore Wind | E.ON UK plc | Existing | Existing | 25 | 0 |  | TRUE
ROTHM001 | Rothmaise | ES-ROTH-1 | Wind | Onshore Wind | WPD | Future | Awaiting Consents | 12 | 3 |  | TRUE | 2020
SALLA001 | Sallachy | AM-SALLW-1 | Wind | Onshore Wind | WKN Ltd | Future | Awaiting Consents | 66 | 3 |  | TRUE | 2018
SANDY001 | Sandy Knowe | ES-SAND-1 | Wind | Onshore Wind | Burcote Wind Renewables | Future | Scoping | 90 | 2 |  | TRUE | 2022
SANQU001 | Sanquhar | ES-SANQ-1 | Wind | Onshore Wind | Sanquhar Community Wind Company Limited | Future | Consents Approved | 99 | 4 |  | TRUE | 2022
SOLWA001 | Solway Bank | ES-SOLW-1 | Wind | Onshore Wind | RES UK & Ireland Ltd | Future | Consents Approved | 35 | 4 |  | TRUE | 2016
SOUTH003 | South Kyle | ES-SOUTK-1 | Wind | Onshore Wind | Vattenfall | Future | Awaiting Consents | 165 | 3 |  | TRUE | 2018
SPITT001 | Spittal Hill | AM-SPIHW-1 | Wind | Onshore Wind | Spittal Hill Wind Farm Ltd | Future | Awaiting Consents | 21 | 3 |  | TRUE | 2018
STORN001 | Stornoway Wind Stage 1 | ES-STOR-1 | Wind | Onshore Wind | Lewis Wind Power Limited | Future | Consents Approved | 39 | 4 |  | TRUE | 2019
STORN002 | Stornoway Wind Stage 2 | ES-STOR-2 | Wind | Onshore Wind | Lewis Wind Power Limited | Future | Consents Approved | 91 | 4 |  | TRUE | 2021
STRAT001 | Strathy North & South | AM-STRW-1 | Wind | Onshore Wind | SSE Ltd | Future | Consents Approved | 226 | 4 |  | TRUE | 2015 | 76MW in 2015 / 150MW in 2016
STRAT002 | Strathy Wood | ES-STRA-1 | Wind | Onshore Wind | E.ON UK plc | Future | Awaiting Consents | 84 | 3 |  | TRUE | 2020
STRON001 | Stronelairg | ES-STON-1 | Wind | Onshore Wind | SSE Ltd | Future | Scoping | 241 | 2 |  | TRUE | 2018
STROU002 | Stroupster | STROW-1 | Wind | Onshore Wind | Stroupster Wind Farm Ltd | Future | Under Construction | 32 | 6 |  | TRUE | 2014
TANGY001 | Tangy | TANGW-1 | Wind | Onshore Wind | SSE Ltd | Existing | Existing | 19 | 0 |  | TRUE
TANGY002 | Tangy III | ES-TANG-1 | Wind | Onshore Wind | SSE Renewables Ltd | Future | Awaiting Consents | 39 | 3 |  | TRUE | 2020
TODDL001 | Toddleburn | TDBNW-1 | Wind | Onshore Wind | SSE Ltd | Existing | Existing | 28 | 0 |  | TRUE
TOMNA001 | Tom Nan Clach | AM-TONCW-1 | Wind | Onshore Wind | Infinergy Ltd | Future | Consents Approved | 75 | 4 |  | TRUE | 2018
TORMY001 | Tormywheel | TMYWW-1 | Wind | Onshore Wind | PM Renewables Ltd | Future | Consents Approved | 32 | 4 |  | TRUE | 2015
TULLO001 | Tullo | TULW-1 | Wind | Onshore Wind | Eneco Wind UK Ltd | Existing | Existing | 17 | 0 |  | TRUE
TULLO002 | Tullo 2 | AM-TULW-2 | Wind | Onshore Wind | Eneco Wind UK Ltd | Future | Under Construction | 12 | 6 |  | TRUE | 2015
TULLY001 | Tullymurdoch | ES-TULL-1 | Wind | Onshore Wind | Tullymurdoch Limited | Future | Scoping | 18 | 2 |  | TRUE | 2018
ULZIE001 | Ulzieside | AM-ULZI-1 | Wind | Onshore Wind | NBW Wind Energy Ltd | Future | Awaiting Consents | 30 | 3 |  | TRUE | 2016
VIKIN001 | Viking | AM-VIKE-1 | Wind | Onshore Wind | Viking Energy Ltd | Future | Consents Approved | 412 | 4 |  | TRUE | 2018
WATHE001 | Wathegar 2 | ES-WATH-1 | Wind | Onshore Wind | Scottish Hydro Electric Power Distribution plc | Future | Consents Approved | 22 | 4 |  | TRUE | 2018
WESTB004 | West Browncastle Wind Farm | ES-WEST-1 | Wind | Onshore Wind | Falck Renewables | Existing | Built | 36 | 0 |  | TRUE |  | Existing plant but not on TEC register
WHITE001 | Whitelee | WHILW-1 | Wind | Onshore Wind | Scottish Power Ltd | Existing | Existing | 305 | 0 |  | TRUE
WHITE002 | Whitelee Extension | WHILW-2 | Wind | Onshore Wind | Scottish Power Ltd | Existing | Existing | 206 | 0 |  | TRUE
WHITE003 | Whiteside Hill | AM-WHHI-1 | Wind | Onshore Wind | SSE Ltd | Future | Consents Approved | 27 | 4 |  | TRUE | 2016
WINDY002 | Windy Edge | ES-WIND-2 | Wind | Onshore Wind | Windy Edge Wind Farm Limited | Future | Awaiting Consents | 42 | 3 |  | TRUE | 2020
WINDY001 | Windy Standard III | ES-WIND-1 | Wind | Onshore Wind | Fred Olson | Future | Awaiting Consents | 44 | 3 |  | TRUE | 2018
Onshore Wind | E&W
Generator ID | Generator Name | Unit_ID | Fuel Type | Sub Fuel Type | Owner | Connection | Status | MW | Likelihood |  | NG Connection Agreement | Contracted Start Date | Comments
CARNE001 | Carnedd Wen | AM-CANW-1 | Wind | Onshore Wind | RWE Npower Ltd | Future | Scoping | 150 | 2 |  | TRUE | 2019
PENYC001 | Pen Y Cymoedd | AM-RHIGW-1 | Wind | Onshore Wind | Pen Y Cymoedd Wind Farm Ltd | Future | Consents Approved | 228 | 4 |  | TRUE | 2016
LLAND001 | Llandinam Repowering | AM-LLARW-1 | Wind | Onshore Wind | Scottish Power Ltd | Future | Existing | 117 | 1 |  | FALSE
Irish Wind
Generator ID | Generator Name | Unit_ID | Fuel Type | Sub Fuel Type | Owner | Connection | Status | MW | Likelihood |  | NG Connection Agreement | Contracted Start Date | Comments
GREEN001 | Greenwire-Pembroke | AM-IRISO-1 | Wind | Onshore Wind | Greenwire Ltd | Future | Scoping | 2000 | 2 |  | TRUE | 2017
GREEN002 | Greenwire-Pentir | AM-IRISO-2 | Wind | Onshore Wind | Greenwire Ltd | Future | Scoping | 1000 | 2 |  | TRUE | 2018
CODLI001 | Codling Wind Park | ES-CODL-1 | Wind | Offshore_Wind 3 | Codling Wind Park | Future | Scoping | 1000 | 2 |  | TRUE | 2018 | Is this still in the Irish wind category
CODLI002 | Codling Wind Park Extension | ES-CODLW-2 | Wind | Offshore_Wind 3 | Codling Wind Park | Future | Scoping | 0 | 1 |  | FALSE |  | Is this still in the Irish wind category
Interconnectors
Generator ID | Generator Name | Unit_ID | Fuel Type | Sub Fuel Type | Owner | Connection | Status | MW | Likelihood |  | NG Connection Agreement | Contracted Start Date | Comments
| IFA | FRANCE | Interconnector | Interconnector_Existing |  | Existing |  | 2000 | 0 | NGET
| Moyle | MOYLE | Interconnector | Interconnector_Existing |  | Existing |  | 500 | 0 |  |  |  | 250MW until 2017/18
| Britned | BRITNED | Interconnector | Interconnector_Existing |  | Existing |  | 1000 | 0 | NGET
| EWIC | EWIC | Interconnector | Interconnector_Existing |  | Existing |  | 500 | 0 | NGET
| Eleclink | AM-FRAN-4 | Interconnector | Interconnector_New |  | Future |  | 1000
| NEMO | AM-BELG-1 | Interconnector | Interconnector_New |  | Future |  | 1000
| IFA2 | AM-FRAN-3 | Interconnector | Interconnector_New |  | Future |  | 1000
| NSN | AM-NORW-1 | Interconnector | Interconnector_New |  | Future |  | 1400
| Viking | AM-DENM-1 | Interconnector | Interconnector_New |  | Future |  | 1000
| FABLink | AM-ALDR-1 | Interconnector | Interconnector_New |  | Future |  | 1400
| NorthConnect | AM-NORW-2 | Interconnector | Interconnector_New |  | Future |  | 1400
| OGN | ES-OGN-1 | Interconnector | Interconnector_New |  | Future |  | 2000
| IceLink | ES-ICEL-1 | Interconnector | Interconnector_New |  | Future |  | 1000
| BirtIB | ES-BRITB-1 | Interconnector | Interconnector_New |  | Future |  | 1000
| Abengoa | ES-SPAI-1 | Interconnector | Interconnector_New |  | Future |  | 1000
| Greenlink | ES-GREE-1 | Interconnector | Interconnector_New |  | Future |  | 500

## DB_Extract_2015 (hidden)
Database Extract
|  | 1 | 2 | 3 | 4 | 5 | 6 | 7 | 8 | 9 | 10 | 11 | 12 | 13 | 14 | 15 | 16 | 17 | 18 | 19 | 20
Generator ID | Generator Name | Unit_ID | Tx Connection Node | Fuel Type | Sub Fuel Type | IED In | IED Out - TNP | IED Out - LLD | Non IED Plant | Owner | TX Area | Flop Zone | Boundary of Influence | Open Date | Connection | Contracted Start Date | Status | TEC | Likelihood | NG Connection Agreement | Comments / Intelligence
ABERN001 | Abernedd | AM-BAGE-2 | BAGL2 | Gas | CCGT_New | TRUE | FALSE | FALSE | FALSE | SSE Ltd | NGET | H1 | NGC South |  | Future | 2015 | Consents Approved | 500 | 4 | TRUE | - Plant is 'Shovel ready' but does not intend to take an investment decision until 2015 - Stage Two is 414MW and contracted date is 31/10/2018
ABERN001 | Abernedd | AM-BAGE-3 |  | Gas | CCGT_New | TRUE | FALSE | FALSE | FALSE | SSE Ltd | NGET | H1 | NGC South |  | Future | 2018 | Consents Approved | 414 | 4 | TRUE | - Plant is 'Shovel ready' but does not intend to take an investment decision until 2015 - Stage Two is 414MW and contracted date is 31/10/2018
ABERT001 | Aberthaw B | ABTH7 | ABTH20 | Coal | Coal | FALSE | FALSE | FALSE | FALSE | RWE Npower Ltd | NGET | H2 | NGC South | 1971 | Existing | 2012 | Existing | 523 | 0 | TRUE | - RWE have indicated that they would ideally like to keep this plant open. Therefore they may invest to make this IED compliant (121 meeting - updated 12/11/2014) - According to RWE , Aberthaw has complied with their LCPD permit (indicated that it was
ABERT001 | Aberthaw B | ABTH8 | ABTH20 | Coal | Coal | FALSE | FALSE | FALSE | FALSE | RWE Npower Ltd | NGET | H2 | NGC South | 1971 | Existing | 2012 | Existing | 523 | 0 | TRUE | - RWE have indicated that they would ideally like to keep this plant open. Therefore they may invest to make this IED compliant (121 meeting - updated 12/11/2014) - According to RWE , Aberthaw has complied with their LCPD permit (indicated that it was
ABERT001 | Aberthaw B | ABTH9 | ABTH20 | Coal | Coal | FALSE | FALSE | FALSE | FALSE | RWE Npower Ltd | NGET | H2 | NGC South | 1971 | Existing | 2012 | Existing | 523 | 0 | TRUE | - RWE have indicated that they would ideally like to keep this plant open. Therefore they may invest to make this IED compliant (121 meeting - updated 12/11/2014) - According to RWE , Aberthaw has complied with their LCPD permit (indicated that it was
ABERT002 | Aberthaw B GT | ABTH7G | ABTH20 | Gas | GT | FALSE | FALSE | FALSE | TRUE | RWE Npower Ltd | NGET | H2 | NGC South | 1971 | Existing | 2012 | Existing | 17 | 0 | TRUE
ABERT002 | Aberthaw B GT | ABTH8G | ABTH20 | Gas | GT | FALSE | FALSE | FALSE | TRUE | RWE Npower Ltd | NGET | H2 | NGC South | 1971 | Existing | 2012 | Existing | 17 | 0 | TRUE
ABERT002 | Aberthaw B GT | ABTH9G | ABTH20 | Gas | GT | FALSE | FALSE | FALSE | TRUE | RWE Npower Ltd | NGET | H2 | NGC South | 1971 | Existing | 2012 | Existing | 17 | 0 | TRUE
ACHRU001 | A Chruach | AM-ACHR-1 |  | Wind | Onshore Wind | FALSE | FALSE | FALSE | TRUE | Infinis | SHET | T3 | SSE South |  | Future | 2015 | Consents Approved | 50 | 4 | TRUE
AFTON001 | Afton | AM-AFTOW-1 |  | Wind | Onshore Wind | FALSE | FALSE | FALSE | TRUE | E.ON Climate & Renewables UK Developments Ltd | SPTL | S1 | SP South |  | Future | 2015 | Consents Approved | 68 | 4 | TRUE
AIGAS001 | Aigas | AIGA-1 | AIGA | Hydro | Hydro | FALSE | FALSE | FALSE | TRUE | SSE Ltd | SHET | T1 | SSE North | 1962 | Existing | 2012 | Existing | 20 | 0 | TRUE
AIKEN001 | Aikengall | AKGLW-1 | AIKE | Wind | Onshore Wind | FALSE | FALSE | FALSE | TRUE | Community Wind Power Ltd | SPTL | S1 | SP South |  | Existing | 2012 | Existing | 48 | 0 | TRUE
AIKEN002 | Aikengall 2 | AM-AIKE-2 | AIKE | Wind | Onshore Wind | FALSE | FALSE | FALSE | TRUE | Community Wind Power Ltd | SPTL | S1 | SP South |  | Future | 2016 | Consents Approved | 108 | 4 | TRUE
AIRIE001 | Airies | ES-AIRI-1 | Glenluce 132/33kV Substation | Wind | Onshore Wind | FALSE | FALSE | FALSE | TRUE | Airies WindFarm Limited | SPTL |  |  |  | Future | 2017 | Consents Approved | 35 | 4 | TRUE
ALLTD001 | Allt Duine | AM-ALDU-1 |  | Wind | Onshore Wind | FALSE | FALSE | FALSE | TRUE | RWE Innogy UK Ltd | SHET | T1 | SSE North |  | Future | 2017 | Awaiting Consents | 87 | 3 | TRUE | - 10MW is due on 31/10/2017. A further 77MW is due 30/04/2018. MLP 22/12/2014
ALLTR001 | Allt Rhuba | ES-ALLT-1 | Allt Rhuba 132/33kV | Wind | Onshore Wind | FALSE | FALSE | FALSE | TRUE | E.ON Climate & Renewables UK Developments Ltd | SHET |  |  |  | Future | 2021 | Scoping | 44 | 2 | TRUE
ANDER001 | Andershaw | ANDEW-1 | ANDE | Wind | Onshore Wind | FALSE | FALSE | FALSE | TRUE | Andershaw Wind Power Limited | SPTL | S1 | SP South |  | Future | 2015 | Consents Approved | 35 | 4 | TRUE
ANGLE001 | Anglesey Aluminium | AM-ANALR-1 | WYLF1 | Biomass | Biomass | FALSE | FALSE | FALSE | TRUE | Anglesey Aluminium Power | NGET | M8 | NGC South |  | Future |  | Scoping | 0 | 1 | FALSE
ANNAB001 | Annabagliesh | ES-ANNA-1 | Glenluce 132/33kV Substation | Wind | Onshore Wind | FALSE | FALSE | FALSE | TRUE | RES UK & Ireland Ltd | SPTL |  |  |  | Future | 2017 | Scoping | 34 | 2 | TRUE
ANSUI001 | An Suidhe | ANSUW-1 | ERED | Wind | Onshore Wind | FALSE | FALSE | FALSE | TRUE | An Suidhe Wind Farm Ltd | SHET | T3 | SSE South |  | Existing | 2012 | Existing | 21 | 0 | TRUE
ARDCH001 | Ardchonnel | ES-ARDC-1 |  | Wind | Onshore Wind | FALSE | FALSE | FALSE | TRUE | RWE Innogy UK Ltd | SHET | T3 | SSE South |  | Future | 2021 | Consents Refused | 41 | -1 | TRUE | - Consents refused May 2014
ARDKI001 | Ardkinglas | CLFLW-1 | ARDK | Wind | Onshore Wind | FALSE | FALSE | FALSE | TRUE | Iberdrola Renewable Energies Ltd | SHET | T3 | SSE South |  | Existing | 2012 | Existing | 15 | 0 | TRUE
ARECL001 | Arecleoch | ARCHW-1 | AREC | Wind | Onshore Wind | FALSE | FALSE | FALSE | TRUE | Scottish Power Ltd | SPTL | S1 | SP South |  | Existing | 2012 | Existing | 114 | 0 | TRUE
ASSEL001 | Assel Valley | ES-ASSE-1 |  | Wind | Onshore Wind | FALSE | FALSE | FALSE | TRUE | Falck Renewables Wind Ltd | SPTL | S1 | SP South |  | Future | 2016 | Consents Approved | 33 | 4 | TRUE | - Status updated from "Scoping" to "Approved" based on intelligence from Renewables UK, TEC register still states scoping
AUCHR001 | Auchrobert | ES-AUCH-1 | Linmill | Wind | Onshore Wind | FALSE | FALSE | FALSE | TRUE | Falck Renewables Wind Ltd | SPTL |  |  |  | Future | 2016 | Consents Approved | 36 | 4 | TRUE | - Consents granted April 2014, construction due to start 2015, operational by 2016
AULTM001 | Aultmore | AM-AULW-1 | AULW | Wind | Onshore Wind | FALSE | FALSE | FALSE | TRUE | Vattenfall Ltd | SHET | T1 | SSE South |  | Future | 2017 | Consents Approved | 30 | 4 | TRUE
AVONM001 | Avonmouth Biomass | AM-AVON-1 | PORT1 | Biomass | Biomass | FALSE | FALSE | FALSE | TRUE | Helius Energy | NGET | G7 | NGC South |  | Future |  | Scoping | 100 | 1 | FALSE | - Project has lost one of their major investors although Helious Energy are still looking to progress the project (Greg Hunt 04/12/2014 Source; http://www.heliusenergy.com/rns_viewer.php?id=22048072 http://www.westerndailypress.co.uk/Investor-pulls-power
AVONP001 | Avon Power | ES-AVON-1 |  | Gas | CCGT_New | TRUE | FALSE | FALSE | FALSE | Scottish Power Ltd | NGET | G7 | NGC South |  | Future |  | Scoping | 950 | 1 | FALSE | - Project is not contracted and the last update on the Scottish Power website refers to the initial consultation closing in 2012. This project has possibly been put on hold or cancelled all together. (10/11/2014)
BADAC001 | Bad a Cheo Wind Farm | ES-BADA-1 |  | Wind | Onshore Wind | FALSE | FALSE | FALSE | TRUE | RWE Innogy UK Ltd | SHET | T5 | SSE North |  | Future | 2020 | Consents Approved | 30 | 4 | TRUE
BAGLA001 | Baglan Bay | BAGE-1 | BAGB2 | Gas | CCGT_Exist | TRUE | FALSE | FALSE | FALSE | BP | NGET | H1 | NGC South | 2002 | Existing | 2012 | Existing | 520 | 0 | TRUE
BAGLA002 | Baglan Bay GT | BAGE-2 | BAGB2 | Gas | GT | TRUE | FALSE | FALSE | FALSE | BP | NGET | H1 | NGC South | 2002 | Existing | 2012 | Existing | 32 | 0 | TRUE
BAILL001 | Baillie and Bardnaheigh | BABAW-1 | BABW | Wind | Onshore Wind | FALSE | FALSE | FALSE | TRUE | Baillie Wind Farm Ltd | SHET | T5 | SSE North |  | Existing | 2012 | Existing | 52 | 0 | TRUE
BALNA001 | Balnacoil | ES-BALN-1 | Balnacoil 275/33kV | Wind | Onshore Wind | FALSE | FALSE | FALSE | TRUE | Vento Ludens Limited | SHET |  |  |  | Future | 2020 | Awaiting Consents | 45 | 3 | TRUE | - Status updated to "Awaiting Consents" MLP 22/12/2014
BANKE001 | Bankend Rig | ES-BANK-1 |  | Wind | Onshore Wind | FALSE | FALSE | FALSE | TRUE | SP Distribution Ltd | SHET | S1 | SP South |  | Existing |  | Existing | 14 | 0 | TRUE
BARKI001 | Barking | BARK-1 | BARP21 | Gas | CCGT_Exist | FALSE | FALSE | FALSE | FALSE | Barking Power Ltd | NGET | A1 | NGC South | 1994 | Closed | 2012 | Closed | 0 | 0 | TRUE | - Barking have put in writing their intention to decrease TEC to 0MW with effect from 1st December 2014 (04/12/2014 Source; Customer Services) - Barking have annouced their intention to close over the next 2 years (from 2014) - Link to annoucment: (http:
BARRO001 | Barrow | BOWLW-1 | HEYS1 | Wind | Offshore_Wind 1 | FALSE | FALSE | FALSE | TRUE | Dong Energy | NGET | R5 | NGC North | 2010 | Existing | 2012 | Existing | 90 | 0 | TRUE
BARRY001 | Barry | BRYP-1 | AESB11 | Gas | CCGT_Exist | TRUE | FALSE | FALSE | FALSE | Centrica Ltd | NGET | H2 | NGC South | 1998 | Existing | 2012 | Existing | 245 | 0 | TRUE | - 142MW existing / 93MW future gen contracted for 01/04/2015 (Greg Hunt 12/12/2014)
BEATR001 | Beatrice | DUBEW-2 |  | Wind | Offshore_Wind STW | FALSE | FALSE | FALSE | TRUE | SSE Ltd | SHET | T1 | SSE North | 2010 | Future | 2018 | Consents Approved | 664 | 4 | TRUE | Phased Project: 20MW 31/01/18, 380MW 01/04/18, 264MW 01/04/19 (Total 664MW) Status updated to "Consents Approved" MLP 22/12/2014
BEINN001 | Beinn an Tuirc | BTUIW-1 | BTUI | Wind | Onshore Wind | FALSE | FALSE | FALSE | TRUE | Scottish Power Ltd | SHET | T3 | SSE South |  | Existing | 2012 | Existing | 30 | 0 | TRUE
BEINN002 | Beinn an Tuirc 2 | BTUI-2 | BTUI | Wind | Onshore Wind | FALSE | FALSE | FALSE | TRUE | Scottish Power Ltd | SHET | T3 | SSE South |  | Existing | 2012 | Existing | 44 | 0 | TRUE
BEINN003 | Beinn Tharsuinn | BETHW-1 | BETH | Wind | Onshore Wind | FALSE | FALSE | FALSE | TRUE | Scottish Power Ltd | SHET | T5 | SSE South |  | Existing | 2012 | Existing | 29 | 0 | TRUE
BEINN004 | Beinneun Wind Farm | ES-BEIN-1 |  | Wind | Onshore Wind | FALSE | FALSE | FALSE | TRUE | Blue Energy | SHET | T1 | SSE South |  | Future | 2017 | Consents Approved | 109 | 4 | TRUE | - According to their website, Blue Energy are currently investigating the possibility of a Beinneun Extension of up to 7 turbines (which at 3 - 3.5 MW per turbine would account for this increase in TEC).
BEINN005 | Beinn Mhor | ES-BEIN-2 | Fasnakyle | Wind | Onshore Wind | FALSE | FALSE | FALSE | TRUE | WPD Beinn Mhor Limited | SHET |  |  |  | Future | 2017 | Awaiting Consents | 21 | 3 | TRUE
BENAK001 | Ben Aketil | BNAKW-1 | BENA | Wind | Onshore Wind | FALSE | FALSE | FALSE | TRUE | Ben Aketil Wind Farm Ltd | SHET | T1 | SSE South |  | Existing | 2012 | Existing | 28 | 0 | TRUE
BENBR001 | Benbrack & Quantans Hill | ES-BENB-1 |  | Wind | Onshore Wind | FALSE | FALSE | FALSE | TRUE | E.ON Climate & Renewables UK Developments Ltd | SPTL | S1 | SP South |  | Future | 2018 | Scoping | 72 | 2 | TRUE
BERRY001 | Berry Burn | AM-BERB-1 | CAKW | Wind | Onshore Wind | FALSE | FALSE | FALSE | TRUE | Statkraft | SHET | T1 | SSE North |  | Existing | 2013 | Existing | 67 | 0 | TRUE
BHLAR001 | Bhlaraidh Wind Farm | ES-BHLA-1 |  | Wind | Onshore Wind | FALSE | FALSE | FALSE | TRUE | SSE Ltd | SHET | T3 | SSE South |  | Future | 2021 | Consents Approved | 108 | 4 | TRUE
BLACK001 | Black Law | BLLA-1 | BLLA | Wind | Onshore Wind | FALSE | FALSE | FALSE | TRUE | Scottish Power Ltd | SPTL | S1 | SP South |  | Existing | 2012 | Existing | 118 | 0 | TRUE
BLACK002 | Blacklaw Extension | AM-BLLA-2 | BLLA | Wind | Onshore Wind | FALSE | FALSE | FALSE | TRUE | Scottish Power Ltd | SPTL | S1 | SP South |  | Future | 2015 | Under Construction | 69 | 5 | TRUE
BLACK003 | Blackcraig | AM-BLCW-1 |  | Wind | Onshore Wind | FALSE | FALSE | FALSE | TRUE | SSE Ltd | SPTL | S7 | SP South |  | Future | 2016 | Under Construction | 58 | 5 | TRUE | - Project awaiting grid connection before commencing construction (Greg Hunt - 23/12/2013 Link: http://www.sse.com/BlackcraigHill/ProjectInformation/)
BLARY001 | Blary Hill | ES-BLAR-1 | Carradale | Wind | Onshore Wind | FALSE | FALSE | FALSE | TRUE | RES UK & Ireland Ltd | SHET |  |  |  | Future | 2020 | Scoping | 35 | 2 | TRUE
BOULF001 | Boulfruich | BOULW-1 | DUBE | Wind | Onshore Wind | FALSE | FALSE | FALSE | TRUE | Boulfruich Wind Farm Ltd | SHET | T5 | SSE North |  | Existing | 2012 | Existing | 14 | 0 | TRUE
BOWBE001 | Bowbeat | BOWBW-1 |  | Wind | Onshore Wind | FALSE | FALSE | FALSE | TRUE | E.ON UK plc | SPTL | S1 | SP South |  | Existing | 2012 | Existing | 33 | 0 | TRUE
BOYND001 | Boyndie | BOYNW-1 | BOYN | Wind | Onshore Wind | FALSE | FALSE | FALSE | TRUE | Boyndie Wind Energy Ltd | SHET | T1 | SSE South |  | Existing | 2012 | Existing | 21 | 0 | TRUE
BPGRA001 | BP Grangemouth | GRMO-1 | BPGR | Gas | CHP | FALSE | FALSE | FALSE | FALSE | Grangemouth CHP Limited | SPTL | S1 | SP South | 2001 | Existing | 2012 | Existing | 120 | 0 | TRUE
BRADW001 | Bradwell B | AM-BRAD-1 | BRAD4 | Nuclear | Nuclear_EPR | FALSE | FALSE | FALSE | TRUE | EDF | NGET | C5 | NGC South |  | Future | 2021 | Scoping | 1670 | 2 | TRUE | Option plant if Sizewell C does not go ahead.
BRAES001 | Braes of Doune | BRDUW-1 | BRDU | Wind | Onshore Wind | FALSE | FALSE | FALSE | TRUE | Centrica & Hermes GPE Infrastructure Fund | SHET | T4 | SSE South |  | Existing | 2012 | Existing | 74 | 0 | TRUE | Braes of Doune is a 36 turbine 72MW onshore wind farm near Doune in Perthshire. Developed by Airtricity, it was fully commissioned in August 2007. On 31 May 2013, Centrica reached an agreement to sell its 50% interest however will continue to receive 100%
BRIGG001 | Brigg | BRGG-1 | BRIG10 | Gas | CCGT_Exist | FALSE | FALSE | FALSE | FALSE | Centrica Ltd | NGET | P8 | NGC South | 1993 | Existing | 2012 | Existing | 260 | 0 | TRUE | - Mod App signed to increase TEC from 155MW to 265MW from 01/04/2017 (Greg Hunt 04/12/2014 Source: CS Monthly Report July 2014)
BRIGG003 | Brigg B CCS | AM-BRGCC-1 |  | CCS | CCS_Gas | FALSE | FALSE | FALSE | TRUE | Centrica Ltd | NGET | P8 | NGC South |  | Future |  | Scoping | 2000 | 1 | FALSE
BROCK001 | Brockloch Rig | AM-WIST-1 | WIST | Wind | Onshore Wind | FALSE | FALSE | FALSE | TRUE | Fred Olsen Renewables | SPTL | S1 | SP South |  | Future | 2015 | Consents Approved | 75 | 4 | TRUE
BURBO001 | Burbo Bank Extension | AM-BUBW-1 | BODE4 | Wind | Offshore_Wind 2.5 | FALSE | FALSE | FALSE | TRUE | Dong Energy | NGET | M6 | NGC South |  | Future | 2016 | Consents Approved | 254 | 4 | TRUE | - Consents approved September 2014
BURNO001 | Burn of Whilk | AM-BUWH-1 |  | Wind | Onshore Wind | FALSE | FALSE | FALSE | TRUE | Eneco | SHET | T5 | SSE North |  | Future | 2014 | Under Construction | 22 | 5 | TRUE
CAIRN001 | Cairn Uish | CAIRW-1 | CAIR | Wind | Onshore Wind | FALSE | FALSE | FALSE | TRUE | Rothes Wind Ltd | SHET | T1 | SSE South |  | Existing | 2012 | Existing | 51 | 0 | TRUE
CAIRN002 | Cairn Uish 2 | CAIRW-2 | CAIR | Wind | Onshore Wind | FALSE | FALSE | FALSE | TRUE | Rothes Wind Ltd | SHET | T1 | SSE South |  | Existing | 2013 | Existing | 41 | 0 | TRUE
CALDE001 | Calderwater | ES-CALD-1 |  | Wind | Onshore Wind | FALSE | FALSE | FALSE | TRUE | Community Windpower Ltd | SPTL | S4 | SP North |  | Existing |  | Existing | 33 | 0 | TRUE
CALED001 | Caledonian Paper | MEADD-1 | MEAD | Biomass | Biomass | FALSE | FALSE | FALSE | FALSE | UPM-KYMMENE (UK) Ltd | SPTL | S2 | SP South |  | Existing | 2012 | Existing | 20 | 0 | TRUE
CARNE001 | Carnedd Wen | AM-CANW-1 |  | Wind | Onshore Wind | FALSE | FALSE | FALSE | TRUE | RWE Npower Ltd | NGET | L5 | NGC South |  | Future | 2019 | Scoping | 150 | 2 | TRUE
CARRA001 | Carraig Gheal | CRGHW-1 |  | Wind | Onshore Wind | FALSE | FALSE | FALSE | TRUE | Green Power | SHET | T3 | SSE North |  | Existing | 2012 | Existing | 46 | 0 | TRUE
CARRI001 | Carrington | CARR-1 | CARR4 | Gas | CCGT_New | TRUE | FALSE | FALSE | FALSE | ESBI | NGET | N2 | NGC South |  | Future | 2015 | Under Construction | 910 | 6 | TRUE | - Expected to enter commercial operation in 2016 (Greg Hunt - 23/12/2013 Link: http://www.carringtonpower.co.uk/) - Carrington is being constrcuted by DF Energy & Alstom
CARSC001 | Carscreugh | ES-CARS-1 |  | Wind | Onshore Wind | FALSE | FALSE | FALSE | TRUE | SP Distribution Ltd | SHET | S9 | SP South |  | Existing |  | Existing | 15 | 0 | TRUE | Status updated from "Under Construction" to "Existing" based on TEC register & RUK. MLP 23/12/2014
CASHL001 | Cashlie | CASH-1 | CASH | Hydro | Hydro | FALSE | FALSE | FALSE | TRUE | SSE Ltd | SHET | T4 | SSE South | 1959 | Existing | 2012 | Existing | 11 | 0 | TRUE
CAUSE001 | Causeymire | CAUSW-1 | CAUS | Wind | Onshore Wind | FALSE | FALSE | FALSE | TRUE | Causeymire Wind Farm Limited | SHET | T5 | SSE North |  | Existing | 2012 | Existing | 48 | 0 | TRUE
CDCL001 | CDCL | CDCL-1 | COTT40 | Gas | CCGT_Exist | FALSE | FALSE | FALSE | FALSE | E.ON UK plc | NGET | K5 | NGC South | 1999 | Existing | 2012 | Existing | 395 | 0 | TRUE
CEANN001 | Ceannacroc | CEAN-1 | CEAN | Hydro | Hydro | FALSE | FALSE | FALSE | TRUE | SSE Ltd | SHET | T1 | SSE South | 1959 | Existing | 2012 | Existing | 10 | 0 | TRUE
CEANN001 | Ceannacroc | CEAN-2 | CEAN | Hydro | Hydro | FALSE | FALSE | FALSE | TRUE | SSE Ltd | SHET | T1 | SSE South | 1959 | Existing | 2012 | Existing | 10 | 0 | TRUE
CHAPE001 | Chapelcross | ES-CHAP-1 |  | Biomass | Biomass | FALSE | FALSE | FALSE | TRUE | Scottish Power Ltd | SPTL | S1 | SP South |  | Future |  | Scoping | 0 | 1 | FALSE
CLACH001 | Clachan | CLAC-1 | CLAC | Hydro | Hydro | FALSE | FALSE | FALSE | TRUE | SSE Ltd | SHET | T3 | SSE South | 1955 | Existing | 2012 | Existing | 40 | 0 | TRUE
CLASH001 | Clashindarroch | AM-CLAS-1 |  | Wind | Onshore Wind | FALSE | FALSE | FALSE | TRUE | Vattenfall Ltd | SHET | T2 | SSE North |  | Future | 2014 | Under Construction | 37 | 6 | TRUE | - Expected to enter commercial operation in March 2015 (Greg Hunt - 23/12/2013 Link: http://www.vattenfall.co.uk/en/clashindarroch.htm)
CLASH002 | Clashindarroch 2 | ES-CLAS-2 | Cairnford | Wind | Onshore Wind | FALSE | FALSE | FALSE | TRUE | Vattenfall Wind Power Ltd | SHET | T2 | SSE North |  | Future | 2023 | Scoping | 54 | 2 | TRUE
CLUNI001 | Clunie | CLUN-1 | CLUN | Hydro | Hydro | FALSE | FALSE | FALSE | TRUE | SSE Ltd | SHET | T4 | SSE South | 1955 | Existing | 2012 | Existing | 20 | 0 | TRUE
CLUNI001 | Clunie | CLUN-2 | CLUN | Hydro | Hydro | FALSE | FALSE | FALSE | TRUE | SSE Ltd | SHET | T4 | SSE South | 1955 | Existing | 2012 | Existing | 20 | 0 | TRUE
CLUNI001 | Clunie | CLUN-3 | CLUN | Hydro | Hydro | FALSE | FALSE | FALSE | TRUE | SSE Ltd | SHET | T4 | SSE South | 1955 | Existing | 2012 | Existing | 20 | 0 | TRUE
CLYDE002 | Clyde North & South | CLYNW-1 | CLYD | Wind | Onshore Wind | FALSE | FALSE | FALSE | TRUE | Clyde Wind Farm (Scotland) Ltd | SPTL | S7 | Sp North |  | Existing | 0 | Existing | 350 | 0 | TRUE | 221 Exisiting, 111 MW future due 31/10/2015. MLP 11/12/2014
CNOCM001 | Cnoc Morail | ES-CNOC-1 | Mybster 132/33kV Substation | Wind | Onshore Wind | FALSE | FALSE | FALSE | TRUE | WPD Cnoc Morail Limited | SHET |  |  |  | Future | 2020 | Scoping | 18 | 2 | TRUE
CODLI001 | Codling Wind Park | ES-CODL-1 |  | Wind | Offshore_Wind 3 | FALSE | FALSE | FALSE | TRUE | Codling Wind Park | NGET | M6 | NGC South |  | Future | 2018 | Scoping | 1000 | 2 | TRUE
CODLI002 | Codling Wind Park Extension | ES-CODLW-2 |  | Wind | Offshore_Wind 3 | FALSE | FALSE | FALSE | TRUE | Codling Wind Park | NGET | M6 | NGC South |  | Future |  | Scoping | 0 | 1 | FALSE
COIRE001 | Coire Glas | AM-GREN-1 |  | Pumped_Storage | Pumped_Storage | FALSE | FALSE | FALSE | TRUE | SSE Ltd | SHET | T1 | SSE South |  | Future | 2022 | Awaiting Consents | 612 | 3 | TRUE | - Following FID, construction expected to take around between 5 and 6 years (Greg Hunt 13/01/2014 Source: Daily Update Link: http://www.bbc.co.uk/news/uk-scotland-highlands-islands-25365786) - FID not expected to be taken until 2015 at the earliest (Greg
COIRE002 | Coire Na Cloiche | AM-COIN-1 |  | Wind | Onshore Wind | FALSE | FALSE | FALSE | TRUE | RockbySea Ltd | SHET | T5 | SSE North |  | Future | 2018 | Consents Approved | 30 | 4 | TRUE | - Consents granted - April 2014
CONNA001 | Connah's Quay | CNQPS-1 | DEES41 | Gas | CCGT_Exist | FALSE | FALSE | FALSE | FALSE | E.ON UK plc | NGET | M5 | NGC South | 1996 | Existing | 2012 | Existing | 345 | 0 | TRUE
CONNA001 | Connah's Quay | CNQPS-2 | DEES41 | Gas | CCGT_Exist | FALSE | FALSE | FALSE | FALSE | E.ON UK plc | NGET | M5 | NGC South | 1996 | Existing | 2012 | Existing | 345 | 0 | TRUE
CONNA001 | Connah's Quay | CNQPS-3 | DEES41 | Gas | CCGT_Exist | FALSE | FALSE | FALSE | FALSE | E.ON UK plc | NGET | M5 | NGC South | 1996 | Existing | 2012 | Existing | 345 | 0 | TRUE
CONNA001 | Connah's Quay | CNQPS-4 | DEES41 | Gas | CCGT_Exist | FALSE | FALSE | FALSE | FALSE | E.ON UK plc | NGET | M5 | NGC South | 1996 | Existing | 2012 | Existing | 345 | 0 | TRUE
CORBY001 | Corby | CORB-1 | GREN11 | Gas | CCGT_Exist | FALSE | FALSE | FALSE | FALSE | Corby Power Ltd | NGET | J6 | NGC South | 1993 | Existing | 2012 | Existing | 401 | 0 | TRUE
CORRI001 | Corriegarth | AM-CORG-1 |  | Wind | Onshore Wind | FALSE | FALSE | FALSE | TRUE | North British Windpower Ltd | SHET | T1 | SSE North |  | Future | 2015 | Consents Approved | 70 | 4 | TRUE | Phased project. 50MW due 31/10/2015, a further 19MW due 01/11/2015. MLP 23/12/2014
CORRI002 | Corriemollie | AM-CORRW-1 |  | Wind | Onshore Wind | FALSE | FALSE | FALSE | TRUE | E.ON UK plc | SHET | T1 | SSE North |  | Future | 2016 | Consents Approved | 48 | 4 | TRUE
CORYT001 | Coryton | COSO-1 | COSO40 | Gas | CCGT_Exist | TRUE | FALSE | FALSE | FALSE | Intergen | NGET | C5 | NGC South | 2002 | Existing | 2012 | Existing | 800 | 0 | TRUE | - Mod App to decrease TEC to 704MW on 01/10/2018 (Greg Hunt 12/12/2014)
COTTA001 | Cottam | COTPS-1 | COTT40 | Coal | Coal | FALSE | FALSE | FALSE | FALSE | EDF | NGET | K5 | NGC South | 1969 | Existing | 2012 | Existing | 495 | 0 | TRUE
COTTA001 | Cottam | COTPS-2 | COTT40 | Coal | Coal | FALSE | FALSE | FALSE | FALSE | EDF | NGET | K5 | NGC South | 1969 | Existing | 2012 | Existing | 505 | 0 | TRUE
COTTA001 | Cottam | COTPS-3 | COTT40 | Coal | Coal | FALSE | FALSE | FALSE | FALSE | EDF | NGET | K5 | NGC South | 1969 | Existing | 2012 | Existing | 505 | 0 | TRUE
COTTA001 | Cottam | COTPS-4 | COTT40 | Coal | Coal | FALSE | FALSE | FALSE | FALSE | EDF | NGET | K5 | NGC South | 1969 | Existing | 2012 | Existing | 495 | 0 | TRUE
COUR001 | Cour | AM-COUR-1 |  | Wind | Onshore Wind | FALSE | FALSE | FALSE | TRUE | SSE Ltd | SHET | T3 | SSE South |  | Future | 2015 | Consents Approved | 23 | 4 | TRUE | - Construction due to commence at site in late 2014 (Greg Hunt - 24/12/2013 Link: http://www.sse.com/Cour/ProjectInformation/)
COWES001 | Cowes | COWE1 | FAWL10 | Gas | OCGT | FALSE | FALSE | FALSE | FALSE | RWE Npower Ltd | NGET | B2 | NGC South | 1982 | Existing | 2012 | Existing | 50 | 0 | TRUE
COWES001 | Cowes | COWE2 | FAWL10 | Gas | OCGT | FALSE | FALSE | FALSE | FALSE | RWE Npower Ltd | NGET | B2 | NGC South | 1982 | Existing | 2012 | Existing | 50 | 0 | TRUE
CREAG001 | Creag Dhubh | ES-CREA-1 |  | Wind | Onshore Wind | FALSE | FALSE | FALSE | TRUE |  | SHET | T3 | SSE South |  | Future |  | Scoping | 180 | 1 | FALSE | Presumed scoping without Connection Agerement - http://www.scotland.gov.uk/Topics/Business-Industry/Energy/Infrastructure/Energy-Consents/Applications-Database/Wind/Creag-Dhubh-Index/Creag-Dhubh-Scoping. MLP 11/12/2014.
CROSS001 | Crossburns | ES-CROS-1 |  | Wind | Onshore Wind | FALSE | FALSE | FALSE | TRUE | West Coast Energy | SHET | T4 | SSE South |  | Future | 2018 | Scoping | 99 | 2 | TRUE
CRUAC001 | Cruach Mhor | CRMHW-1 | CRMH | Wind | Onshore Wind | FALSE | FALSE | FALSE | TRUE | Scottish Power Ltd | SPTL | S7 | SP North |  | Existing | 2012 | Existing | 29 | 0 | TRUE
CRUAC002 | Cruachan | CRUA-1 | CRUA2 | Pumped_Storage | Pumped_Storage | FALSE | FALSE | FALSE | TRUE | Scottish Power Ltd | SPTL | S6 | SP North | 1965 | Existing | 2012 | Existing | 110 | 0 | TRUE | - Potential to increase TEC by 600MW (LM 121 Stuart Noble 15/12/2014)
CRUAC002 | Cruachan | CRUA-2 | CRUA2 | Pumped_Storage | Pumped_Storage | FALSE | FALSE | FALSE | TRUE | Scottish Power Ltd | SPTL | S6 | SP North | 1965 | Existing | 2012 | Existing | 110 | 0 | TRUE | - Potential to increase TEC by 600MW (LM 121 Stuart Noble 15/12/2014)
CRUAC002 | Cruachan | CRUA-3 | CRUA2 | Pumped_Storage | Pumped_Storage | FALSE | FALSE | FALSE | TRUE | Scottish Power Ltd | SPTL | S6 | SP North | 1965 | Existing | 2012 | Existing | 110 | 0 | TRUE | - Potential to increase TEC by 600MW (LM 121 Stuart Noble 15/12/2014)
CRUAC002 | Cruachan | CRUA-4 | CRUA2 | Pumped_Storage | Pumped_Storage | FALSE | FALSE | FALSE | TRUE | Scottish Power Ltd | SPTL | S6 | SP North | 1965 | Existing | 2012 | Existing | 110 | 0 | TRUE | - Potential to increase TEC by 600MW (LM 121 Stuart Noble 15/12/2014)
CRYST001 | Crystal Rig | CRYRW-1 | CRYR | Wind | Onshore Wind | FALSE | FALSE | FALSE | TRUE | Crystal Rig Windfarm Ltd | SPTL | S1 | SP South |  | Existing |  | Existing | 138 | 0 | TRUE | 138MW existing, 62MW future due 01/04/2016 MLP 11/12/2014
CRYST002 | Crystal Rig Extension | ES-CRYRW-2 | CRYR | Wind | Onshore Wind | FALSE | FALSE | FALSE | FALSE | Crystal Rig Limited | SPTL | S1 | SP South |  | Future | 2016 | Consents Approved | 62 | 4 | TRUE
CULLI001 | Culligran | CULL-1 | CULL | Hydro | Hydro | FALSE | FALSE | FALSE | TRUE | SSE Ltd | SHET | T1 | SSE North | 1962 | Existing | 2012 | Existing | 19 | 0 | TRUE
CUMBE001 | Cumberhead | ES-CUMB-1 |  | Wind | Onshore Wind | FALSE | FALSE | FALSE | TRUE | Falck Renewables Wind Ltd | SPTL | S1 | SP South |  | Future | 2019 | Scoping | 99 | 2 | TRUE | Owner updated to Falck Renewables Wind Ltd. MLP 23/12/2014
DALSW001 | Dalswinton | AM-DLSW-1 |  | Wind | Onshore Wind | FALSE | FALSE | FALSE | TRUE | Dalswinton Wind Farm (Scotland) Ltd | SPTL | S1 | SP South |  | Existing | 2012 | Existing | 30 | 0 | TRUE
DAMHE001 | Damhead Creek | DAMC-1 | DAMC40 | Gas | CCGT_Exist | FALSE | FALSE | FALSE | FALSE | Scottish Power Ltd | NGET | C2 | NGC South | 2000 | Existing | 2012 | Existing | 805 | 0 | TRUE
DAMHE002 | Damhead Creek 2 | AM-DAMB-1 | KING | Gas | CCGT_New | TRUE | FALSE | FALSE | FALSE | Scottish Power Ltd | NGET | C2 | NGC South |  | Future | 2016 | Consents Approved | 1200 | 4 | TRUE
DEANI001 | Deanie | DEAN-1 | DEAN | Hydro | Hydro | FALSE | FALSE | FALSE | TRUE | SSE Ltd | SHET | T1 | SSE North | 1963 | Existing | 2012 | Existing | 19 | 0 | TRUE
DEANI001 | Deanie | DEAN-2 | DEAN | Hydro | Hydro | FALSE | FALSE | FALSE | TRUE | SSE Ltd | SHET | T1 | SSE North | 1963 | Existing | 2012 | Existing | 19 | 0 | TRUE
DEESI001 | Deeside | DEEP-1 | DEES4 | Gas | CCGT_Exist | FALSE | FALSE | FALSE | FALSE | Int Power | NGET | M5 | NGC South | 1994 | Existing | 2012 | Existing | 515 | 0 | TRUE
DELLW001 | Dell | ES-DELL-1 |  | Wind | Onshore Wind | FALSE | FALSE | FALSE | TRUE | Falck Renewables Wind Limited | SHET |  |  |  | Future | 2018 | Awaiting Consents | 42 | 3 | TRUE
DERSA001 | Dersalloch | AM-DESA-1 | DESA | Wind | Onshore Wind | FALSE | FALSE | FALSE | TRUE | Scottish Power Ltd | SPTL | S1 | SP South |  | Future | 2015 | Consents Approved | 69 | 4 | TRUE
DEUCH001 | Deucheran Hill | DEUCW-1 | DEUC | Wind | Onshore Wind | FALSE | FALSE | FALSE | TRUE | E.ON UK plc | SHET | T3 | SSE South |  | Existing | 2012 | Existing | 15 | 0 | TRUE
DIDCO002 | Didcot A GT | DIDC1G | DIDC41 | Gas | GT | FALSE | FALSE | FALSE | TRUE | RWE Npower Ltd | NGET | D6 | NGC South | 1972 | Existing | 2012 | Existing | 25 | 0 | TRUE
DIDCO002 | Didcot A GT | DIDC2G | DIDC41 | Gas | GT | FALSE | FALSE | FALSE | TRUE | RWE Npower Ltd | NGET | D6 | NGC South | 1972 | Existing | 2012 | Existing | 25 | 0 | TRUE
DIDCO002 | Didcot A GT | DIDC3G | DIDC41 | Gas | GT | FALSE | FALSE | FALSE | TRUE | RWE Npower Ltd | NGET | D6 | NGC South | 1972 | Existing | 2012 | Existing | 25 | 0 | TRUE
DIDCO002 | Didcot A GT | DIDC4G | DIDC41 | Gas | GT | FALSE | FALSE | FALSE | TRUE | RWE Npower Ltd | NGET | D6 | NGC South | 1972 | Existing | 2012 | Existing | 25 | 0 | TRUE
DIDCO003 | Didcot B | DIDCB5 | DIDC41 | Gas | CCGT_Exist | FALSE | FALSE | FALSE | FALSE | RWE Npower Ltd | NGET | D6 | NGC South | 1996 | Existing | 2012 | Existing | 775 | 0 | TRUE | - Currently selected as LLD but recent conversations with RWE suggest this may change by the end of 2015 (10/11/2014)
DIDCO003 | Didcot B | DIDCB6 | DIDC41 | Gas | CCGT_Exist | FALSE | FALSE | FALSE | FALSE | RWE Npower Ltd | NGET | D6 | NGC South | 1996 | Existing | 2012 | Existing | 775 | 0 | TRUE | - Currently selected as LLD but recent conversations with RWE suggest this may change by the end of 2015 (10/11/2014)
DINOR001 | Dinorwig | DINO-1 | DINO4 | Pumped_Storage | Pumped_Storage | FALSE | FALSE | FALSE | TRUE | Int Power | NGET | M6 | NGC South | 1983 | Existing | 2012 | Existing | 274 | 0 | TRUE
DINOR001 | Dinorwig | DINO-2 | DINO4 | Pumped_Storage | Pumped_Storage | FALSE | FALSE | FALSE | TRUE | Int Power | NGET | M6 | NGC South | 1983 | Existing | 2012 | Existing | 274 | 0 | TRUE
DINOR001 | Dinorwig | DINO-3 | DINO4 | Pumped_Storage | Pumped_Storage | FALSE | FALSE | FALSE | TRUE | Int Power | NGET | M6 | NGC South | 1983 | Existing | 2012 | Existing | 274 | 0 | TRUE
DINOR001 | Dinorwig | DINO-4 | DINO4 | Pumped_Storage | Pumped_Storage | FALSE | FALSE | FALSE | TRUE | Int Power | NGET | M6 | NGC South | 1983 | Existing | 2012 | Existing | 274 | 0 | TRUE
DINOR001 | Dinorwig | DINO-5 | DINO4 | Pumped_Storage | Pumped_Storage | FALSE | FALSE | FALSE | TRUE | Int Power | NGET | M6 | NGC South | 1983 | Existing | 2012 | Existing | 274 | 0 | TRUE
DINOR001 | Dinorwig | DINO-6 | DINO4 | Pumped_Storage | Pumped_Storage | FALSE | FALSE | FALSE | TRUE | Int Power | NGET | M6 | NGC South | 1983 | Existing | 2012 | Existing | 274 | 0 | TRUE
DOGGE001 | Dogger Bank | AM-DOGG-10A |  | Wind | Offshore_Wind 3 | FALSE | FALSE | FALSE | TRUE | Forewind Consortia (SSE Renewables & RWE Npower * | NGET | P7 | NGC South |  | Future |  | Scoping | 0 | 0 | TRUE | - Contracted 6GW, estimated capacity target (max) 7.2GW, see link (Greg Hunt 05/01/2015) Phases as per the TEC register: Phase TEC Effective Date Dogger Bank Platform 1 500MW 01/04/2019 Dogger Bank Platform 1
DOGGE001 | Dogger Bank | AM-DOGG-10B |  | Wind | Offshore_Wind 3 | FALSE | FALSE | FALSE | TRUE | Forewind Consortia (SSE Renewables & RWE Npower * | NGET | P7 | NGC South |  | Future |  | Scoping | 0 | 0 | TRUE | - Contracted 6GW, estimated capacity target (max) 7.2GW, see link (Greg Hunt 05/01/2015) Phases as per the TEC register: Phase TEC Effective Date Dogger Bank Platform 1 500MW 01/04/2019 Dogger Bank Platform 1
DOGGE001 | Dogger Bank | AM-DOGG-11A |  | Wind | Offshore_Wind 3 | FALSE | FALSE | FALSE | TRUE | Forewind Consortia (SSE Renewables & RWE Npower * | NGET | J1 | NGC South |  | Future |  | Scoping | 0 | 0 | TRUE | - Contracted 6GW, estimated capacity target (max) 7.2GW, see link (Greg Hunt 05/01/2015) Phases as per the TEC register: Phase TEC Effective Date Dogger Bank Platform 1 500MW 01/04/2019 Dogger Bank Platform 1
DOGGE001 | Dogger Bank | AM-DOGG-11B |  | Wind | Offshore_Wind 3 | FALSE | FALSE | FALSE | TRUE | Forewind Consortia (SSE Renewables & RWE Npower * | NGET | J1 | NGC South |  | Future |  | Scoping | 0 | 0 | TRUE | - Contracted 6GW, estimated capacity target (max) 7.2GW, see link (Greg Hunt 05/01/2015) Phases as per the TEC register: Phase TEC Effective Date Dogger Bank Platform 1 500MW 01/04/2019 Dogger Bank Platform 1
DOGGE001 | Dogger Bank | AM-DOGG-12A |  | Wind | Offshore_Wind 3 | FALSE | FALSE | FALSE | TRUE | Forewind Consortia (SSE Renewables & RWE Npower * | NGET | P7 | NGC South |  | Future |  | Scoping | 0 | 0 | TRUE | - Contracted 6GW, estimated capacity target (max) 7.2GW, see link (Greg Hunt 05/01/2015) Phases as per the TEC register: Phase TEC Effective Date Dogger Bank Platform 1 500MW 01/04/2019 Dogger Bank Platform 1
DOGGE001 | Dogger Bank | AM-DOGG-12B |  | Wind | Offshore_Wind 3 | FALSE | FALSE | FALSE | TRUE | Forewind Consortia (SSE Renewables & RWE Npower * | NGET | P7 | NGC South |  | Future |  | Scoping | 0 | 0 | TRUE | - Contracted 6GW, estimated capacity target (max) 7.2GW, see link (Greg Hunt 05/01/2015) Phases as per the TEC register: Phase TEC Effective Date Dogger Bank Platform 1 500MW 01/04/2019 Dogger Bank Platform 1
DOGGE001 | Dogger Bank | AM-DOGG-13A |  | Wind | Offshore_Wind 3 | FALSE | FALSE | FALSE | TRUE | Forewind Consortia (SSE Renewables & RWE Npower * | NGET | J1 | NGC South |  | Future |  | Scoping | 0 | 0 | TRUE | - Contracted 6GW, estimated capacity target (max) 7.2GW, see link (Greg Hunt 05/01/2015) Phases as per the TEC register: Phase TEC Effective Date Dogger Bank Platform 1 500MW 01/04/2019 Dogger Bank Platform 1
DOGGE001 | Dogger Bank | AM-DOGG-13B |  | Wind | Offshore_Wind 3 | FALSE | FALSE | FALSE | TRUE | Forewind Consortia (SSE Renewables & RWE Npower * | NGET | J1 | NGC South |  | Future |  | Scoping | 0 | 0 | TRUE | - Contracted 6GW, estimated capacity target (max) 7.2GW, see link (Greg Hunt 05/01/2015) Phases as per the TEC register: Phase TEC Effective Date Dogger Bank Platform 1 500MW 01/04/2019 Dogger Bank Platform 1
DOGGE001 | Dogger Bank | AM-DOGG-1A | CREB4 | Wind | Offshore_Wind 3 | FALSE | FALSE | FALSE | TRUE | Forewind Consortia (SSE Renewables & RWE Npower * | NGET | P8 | NGC South |  | Future | 2016 | Scoping | 500 | 0 | TRUE | - Contracted 6GW, estimated capacity target (max) 7.2GW, see link (Greg Hunt 05/01/2015) Phases as per the TEC register: Phase TEC Effective Date Dogger Bank Platform 1 500MW 01/04/2019 Dogger Bank Platform 1
DOGGE001 | Dogger Bank | AM-DOGG-1B | CREB4 | Wind | Offshore_Wind 3 | FALSE | FALSE | FALSE | TRUE | Forewind Consortia (SSE Renewables & RWE Npower * | NGET | P8 | NGC South |  | Future | 2017 | Scoping | 500 | 0 | TRUE | - Contracted 6GW, estimated capacity target (max) 7.2GW, see link (Greg Hunt 05/01/2015) Phases as per the TEC register: Phase TEC Effective Date Dogger Bank Platform 1 500MW 01/04/2019 Dogger Bank Platform 1
DOGGE001 | Dogger Bank | AM-DOGG-2A | LACK4 | Wind | Offshore_Wind 3 | FALSE | FALSE | FALSE | TRUE | Forewind Consortia (SSE Renewables & RWE Npower * | NGET | Q2 | NGC South |  | Future | 2017 | Scoping | 500 | 0 | TRUE | - Contracted 6GW, estimated capacity target (max) 7.2GW, see link (Greg Hunt 05/01/2015) Phases as per the TEC register: Phase TEC Effective Date Dogger Bank Platform 1 500MW 01/04/2019 Dogger Bank Platform 1
DOGGE001 | Dogger Bank | AM-DOGG-2B | LACK4 | Wind | Offshore_Wind 3 | FALSE | FALSE | FALSE | TRUE | Forewind Consortia (SSE Renewables & RWE Npower * | NGET | Q2 | NGC South |  | Future | 2018 | Scoping | 500 | 0 | TRUE | - Contracted 6GW, estimated capacity target (max) 7.2GW, see link (Greg Hunt 05/01/2015) Phases as per the TEC register: Phase TEC Effective Date Dogger Bank Platform 1 500MW 01/04/2019 Dogger Bank Platform 1
DOGGE001 | Dogger Bank | AM-DOGG-3A | LACK4 | Wind | Offshore_Wind 3 | FALSE | FALSE | FALSE | TRUE | Forewind Consortia (SSE Renewables & RWE Npower * | NGET | Q2 | NGC South |  | Future | 2018 | Scoping | 500 | 0 | TRUE | - Contracted 6GW, estimated capacity target (max) 7.2GW, see link (Greg Hunt 05/01/2015) Phases as per the TEC register: Phase TEC Effective Date Dogger Bank Platform 1 500MW 01/04/2019 Dogger Bank Platform 1
DOGGE001 | Dogger Bank | AM-DOGG-3B | LACK4 | Wind | Offshore_Wind 3 | FALSE | FALSE | FALSE | TRUE | Forewind Consortia (SSE Renewables & RWE Npower * | NGET | Q2 | NGC South |  | Future | 2019 | Scoping | 500 | 0 | TRUE | - Contracted 6GW, estimated capacity target (max) 7.2GW, see link (Greg Hunt 05/01/2015) Phases as per the TEC register: Phase TEC Effective Date Dogger Bank Platform 1 500MW 01/04/2019 Dogger Bank Platform 1
DOGGE001 | Dogger Bank | AM-DOGG-4A | Crekye Beck | Wind | Offshore_Wind 3 | FALSE | FALSE | FALSE | TRUE | Forewind Consortia (SSE Renewables & RWE Npower * | NGET | P8 | NGC South |  | Future | 2019 | Scoping | 500 | 0 | TRUE | - Contracted 6GW, estimated capacity target (max) 7.2GW, see link (Greg Hunt 05/01/2015) Phases as per the TEC register: Phase TEC Effective Date Dogger Bank Platform 1 500MW 01/04/2019 Dogger Bank Platform 1
DOGGE001 | Dogger Bank | AM-DOGG-4B | Crekye Beck | Wind | Offshore_Wind 3 | FALSE | FALSE | FALSE | TRUE | Forewind Consortia (SSE Renewables & RWE Npower * | NGET | P8 | NGC South |  | Future | 2020 | Scoping | 500 | 0 | TRUE | - Contracted 6GW, estimated capacity target (max) 7.2GW, see link (Greg Hunt 05/01/2015) Phases as per the TEC register: Phase TEC Effective Date Dogger Bank Platform 1 500MW 01/04/2019 Dogger Bank Platform 1
DOGGE001 | Dogger Bank | AM-DOGG-5A | TODP4 (new) | Wind | Offshore_Wind 3 | FALSE | FALSE | FALSE | TRUE | Forewind Consortia (SSE Renewables & RWE Npower * | NGET | Q2 | NGC South |  | Future | 2019 | Scoping | 500 | 0 | TRUE | - Contracted 6GW, estimated capacity target (max) 7.2GW, see link (Greg Hunt 05/01/2015) Phases as per the TEC register: Phase TEC Effective Date Dogger Bank Platform 1 500MW 01/04/2019 Dogger Bank Platform 1
DOGGE001 | Dogger Bank | AM-DOGG-5B | TODP4 (new) | Wind | Offshore_Wind 3 | FALSE | FALSE | FALSE | TRUE | Forewind Consortia (SSE Renewables & RWE Npower * | NGET | Q2 | NGC South |  | Future | 2020 | Scoping | 500 | 0 | TRUE | - Contracted 6GW, estimated capacity target (max) 7.2GW, see link (Greg Hunt 05/01/2015) Phases as per the TEC register: Phase TEC Effective Date Dogger Bank Platform 1 500MW 01/04/2019 Dogger Bank Platform 1
DOGGE001 | Dogger Bank | AM-DOGG-6A | CREB4 | Wind | Offshore_Wind 3 | FALSE | FALSE | FALSE | TRUE | Forewind Consortia (SSE Renewables & RWE Npower * | NGET | Q2 | NGC South |  | Future | 2021 | Scoping | 500 | 0 | TRUE | - Contracted 6GW, estimated capacity target (max) 7.2GW, see link (Greg Hunt 05/01/2015) Phases as per the TEC register: Phase TEC Effective Date Dogger Bank Platform 1 500MW 01/04/2019 Dogger Bank Platform 1
DOGGE001 | Dogger Bank | AM-DOGG-6B | CREB4 | Wind | Offshore_Wind 3 | FALSE | FALSE | FALSE | TRUE | Forewind Consortia (SSE Renewables & RWE Npower * | NGET | Q2 | NGC South |  | Future | 2022 | Scoping | 500 | 0 | TRUE | - Contracted 6GW, estimated capacity target (max) 7.2GW, see link (Greg Hunt 05/01/2015) Phases as per the TEC register: Phase TEC Effective Date Dogger Bank Platform 1 500MW 01/04/2019 Dogger Bank Platform 1
DOGGE001 | Dogger Bank | AM-DOGG-7A |  | Wind | Offshore_Wind 3 | FALSE | FALSE | FALSE | TRUE | Forewind Consortia (SSE Renewables & RWE Npower * | NGET | P7 | NGC South |  | Future |  | Scoping | 0 | 0 | TRUE | - Contracted 6GW, estimated capacity target (max) 7.2GW, see link (Greg Hunt 05/01/2015) Phases as per the TEC register: Phase TEC Effective Date Dogger Bank Platform 1 500MW 01/04/2019 Dogger Bank Platform 1
DOGGE001 | Dogger Bank | AM-DOGG-7B |  | Wind | Offshore_Wind 3 | FALSE | FALSE | FALSE | TRUE | Forewind Consortia (SSE Renewables & RWE Npower * | NGET | P7 | NGC South |  | Future |  | Scoping | 0 | 0 | TRUE | - Contracted 6GW, estimated capacity target (max) 7.2GW, see link (Greg Hunt 05/01/2015) Phases as per the TEC register: Phase TEC Effective Date Dogger Bank Platform 1 500MW 01/04/2019 Dogger Bank Platform 1
DOGGE001 | Dogger Bank | AM-DOGG-8A |  | Wind | Offshore_Wind 3 | FALSE | FALSE | FALSE | TRUE | Forewind Consortia (SSE Renewables & RWE Npower * | NGET | P7 | NGC South |  | Future |  | Scoping | 0 | 0 | TRUE | - Contracted 6GW, estimated capacity target (max) 7.2GW, see link (Greg Hunt 05/01/2015) Phases as per the TEC register: Phase TEC Effective Date Dogger Bank Platform 1 500MW 01/04/2019 Dogger Bank Platform 1
DOGGE001 | Dogger Bank | AM-DOGG-8B |  | Wind | Offshore_Wind 3 | FALSE | FALSE | FALSE | TRUE | Forewind Consortia (SSE Renewables & RWE Npower * | NGET | P7 | NGC South |  | Future |  | Scoping | 0 | 0 | TRUE | - Contracted 6GW, estimated capacity target (max) 7.2GW, see link (Greg Hunt 05/01/2015) Phases as per the TEC register: Phase TEC Effective Date Dogger Bank Platform 1 500MW 01/04/2019 Dogger Bank Platform 1
DOGGE001 | Dogger Bank | AM-DOGG-9A |  | Wind | Offshore_Wind 3 | FALSE | FALSE | FALSE | TRUE | Forewind Consortia (SSE Renewables & RWE Npower * | NGET | J1 | NGC South |  | Future |  | Scoping | 0 | 0 | TRUE | - Contracted 6GW, estimated capacity target (max) 7.2GW, see link (Greg Hunt 05/01/2015) Phases as per the TEC register: Phase TEC Effective Date Dogger Bank Platform 1 500MW 01/04/2019 Dogger Bank Platform 1
DOGGE001 | Dogger Bank | AM-DOGG-9B |  | Wind | Offshore_Wind 3 | FALSE | FALSE | FALSE | TRUE | Forewind Consortia (SSE Renewables & RWE Npower * | NGET | J1 | NGC South |  | Future |  | Scoping | 0 | 0 | TRUE | - Contracted 6GW, estimated capacity target (max) 7.2GW, see link (Greg Hunt 05/01/2015) Phases as per the TEC register: Phase TEC Effective Date Dogger Bank Platform 1 500MW 01/04/2019 Dogger Bank Platform 1
DOREN001 | Dorenell | AM-DORNW-1 |  | Wind | Onshore Wind | FALSE | FALSE | FALSE | TRUE | Infinergy Ltd | SHET | T1 | SSE North |  | Future | 2018 | Awaiting Consents | 220 | 3 | TRUE | - First application for consents rejected. As of September 2013 Dornell are looking at maximising the potential of the project in preperation to submit another planning application. (Greg Hunt - 24/12/2013 Link: http://www.dorenellwindfarm.co.uk/) - TE
DRAX001 | Drax | DRAXX-1 | DRAX41 | Coal | Coal | TRUE | FALSE | FALSE | FALSE | Drax Power Ltd | NGET | P4 | NGC South | 1974 | Existing | 2012 | Existing | 638 | 0 | TRUE | - Drax have confirmed their intention to convert 3 units to biomass and a 4th if the investment environment is right (04/12/2014 Source; FES 121) - Power station as a whole will comply with IED legislation due to the decreased emissions from the biomass
DRAX001 | Drax | DRAXX-2 | DRAX41 | Coal | Coal | TRUE | FALSE | FALSE | FALSE | Drax Power Ltd | NGET | P4 | NGC South | 1974 | Existing | 2012 | Existing | 638 | 0 | TRUE | - Drax have confirmed their intention to convert 3 units to biomass and a 4th if the investment environment is right (04/12/2014 Source; FES 121) - Power station as a whole will comply with IED legislation due to the decreased emissions from the biomass
DRAX001 | Drax | DRAXX-3 | DRAX41 | Coal | Coal | TRUE | FALSE | FALSE | FALSE | Drax Power Ltd | NGET | P4 | NGC South | 1974 | Existing | 2012 | Existing | 638 | 0 | TRUE | - Drax have confirmed their intention to convert 3 units to biomass and a 4th if the investment environment is right (04/12/2014 Source; FES 121) - Power station as a whole will comply with IED legislation due to the decreased emissions from the biomass
DRAX001 | Drax | DRAXX-4 | DRAX41 | Coal | Coal | TRUE | FALSE | FALSE | FALSE | Drax Power Ltd | NGET | P4 | NGC South | 1974 | Existing | 2012 | Existing | 638 | 0 | TRUE | - Drax have confirmed their intention to convert 3 units to biomass and a 4th if the investment environment is right (04/12/2014 Source; FES 121) - Power station as a whole will comply with IED legislation due to the decreased emissions from the biomass
DRAX001 | Drax | DRAXX-5 | DRAX41 | Coal | Coal | TRUE | FALSE | FALSE | FALSE | Drax Power Ltd | NGET | P4 | NGC South | 1974 | Existing | 2012 | Existing | 638 | 0 | TRUE | - Drax have confirmed their intention to convert 3 units to biomass and a 4th if the investment environment is right (04/12/2014 Source; FES 121) - Power station as a whole will comply with IED legislation due to the decreased emissions from the biomass
DRAX001 | Drax | DRAXX-6 | DRAX41 | Coal | Coal | TRUE | FALSE | FALSE | FALSE | Drax Power Ltd | NGET | P4 | NGC South | 1974 | Existing | 2012 | Existing | 638 | 0 | TRUE | - Drax have confirmed their intention to convert 3 units to biomass and a 4th if the investment environment is right (04/12/2014 Source; FES 121) - Power station as a whole will comply with IED legislation due to the decreased emissions from the biomass
DRAXB001 | Drax Biomass CCS | ES-DRABC-1 |  | CCS | CCS_Coal | FALSE | FALSE | FALSE | TRUE | Drax Power Ltd | NGET | P4 | NGC South |  | Future |  | Scoping | 304 | 1 | FALSE
DRAXC002 | Drax CCS | AM-DRAXC-1 |  | CCS | CCS_Coal | FALSE | FALSE | FALSE | TRUE | Capture Power Ltd (Alstom, Drax, BOC) and Nationa | NGET | P4 | NGC South |  | Future |  | Scoping | 1916 | 1 | FALSE | - FID not yet taken (likely to be taken in 2015) - Drax optomistic about this project but note that the risk will be transporting and storing the CO2 - 3 to 4 year build program (121 - 12/11/2014)
DRAXC003 | Drax Conversion | AM-DRAXX-1 |  | Biomass | Biomass Conversion | FALSE | FALSE | FALSE | TRUE | Drax Power Ltd | NGET | P4 | NGC South |  | Existing | 2013 | Existing | 630 | 0 | TRUE | - Confirmation Drax will converting 3 units to biomass and a 4th if the investment conditions are right (121 meeting - 12/11/2014) - Drax have been awarded a £75m guarantee in terms of government funding for this project
DRAXC003 | Drax Conversion | AM-DRAXX-2 |  | Biomass | Biomass Conversion | FALSE | FALSE | FALSE | TRUE | Drax Power Ltd | NGET | P4 | NGC South |  | Existing | 2014 | Existing | 630 | 0 | TRUE | - Confirmation Drax will converting 3 units to biomass and a 4th if the investment conditions are right (121 meeting - 12/11/2014) - Drax have been awarded a £75m guarantee in terms of government funding for this project
DRAXC003 | Drax Conversion | AM-DRAXX-3 |  | Biomass | Biomass Conversion | FALSE | FALSE | FALSE | TRUE | Drax Power Ltd | NGET | P4 | NGC South |  | Future |  | Scoping | 630 | 0 | TRUE | - Confirmation Drax will converting 3 units to biomass and a 4th if the investment conditions are right (121 meeting - 12/11/2014) - Drax have been awarded a £75m guarantee in terms of government funding for this project
DRAXC003 | Drax Conversion | AM-DRAXX-4 |  | Biomass | Biomass Conversion | FALSE | FALSE | FALSE | TRUE | Drax Power Ltd | NGET | P4 | NGC South |  | Future |  | Scoping | 630 | 0
DRAXG001 | Drax GT | DRAXX-10G | DRAX41 | Gas | GT | FALSE | FALSE | FALSE | TRUE | Drax Power Ltd | NGET | P4 | NGC South | 1974 | Existing | 2012 | Existing | 25 | 0 | TRUE
DRAXG001 | Drax GT | DRAXX-12G | DRAX41 | Gas | GT | FALSE | FALSE | FALSE | TRUE | Drax Power Ltd | NGET | P4 | NGC South | 1974 | Existing | 2012 | Existing | 25 | 0 | TRUE
DRAXG001 | Drax GT | DRAXX-9G | DRAX41 | Gas | GT | FALSE | FALSE | FALSE | TRUE | Drax Power Ltd | NGET | P4 | NGC South | 1974 | Existing | 2012 | Existing | 25 | 0 | TRUE
DRUIM002 | Druim Leathann | ES-DRUI-1 |  | Wind | Onshore Wind | FALSE | FALSE | FALSE | TRUE | Druim Leathann Windfarm Ltd | SHET | T1 | SSE South |  | Future | 2019 | Consents Approved | 39 | 4 | TRUE
DRUMD001 | Drumderg | DRDGW-1 | COUA | Wind | Onshore Wind | FALSE | FALSE | FALSE | TRUE | SSE Ltd | SHET | T4 | SSE South |  | Existing | 2012 | Existing | 37 | 0 | TRUE
DUDGE001 | Dudgeon | AM-DUDG-1 | Necton (new) | Wind | Offshore_Wind 2 | FALSE | FALSE | FALSE | TRUE | Statoil & Statkraft | NGET | J1 | NGC South |  | Future | 2016 | Consents Approved | 400 | 4 | TRUE | - Capacity decrease from 500 to 400MW (Greg Hunt - 13/01/2014 Link: http://dudgeonoffshorewind.co.uk/news/news23_12_13.php) - Pre qualified for FID enabling (Greg Hunt - 24/12/2013 Link: http://dudgeonoffshorewind.co.uk/) - Expected to make FID by the e
DUDGE002 | Dudgeon Extension | ES-DUDEW-1 |  | Wind | Offshore_Wind 2.5 | FALSE | FALSE | FALSE | TRUE | Dudgeon Offshore Wind Limited | NGET | J1 | NGC South |  | Future |  | Scoping | 0 | 1 | FALSE | Find out if this project is still valid. Info not readily available on the extension. MLP 11/12/2014
DUMMU001 | Dummuies | DUMMW-1 |  | Wind | Onshore Wind | FALSE | FALSE | FALSE | TRUE | Dummuies Wind Farm Huntly Ltd | SHET | T1 | SSE North |  | Existing | 2012 | Existing | 12 | 0 | TRUE
DUNGE002 | Dungeness B | DNGB21 | DUNG4 | Nuclear | Nuclear_AGR | FALSE | FALSE | FALSE | TRUE | EDF | NGET | C4 | NGC South | 1985 | Existing |  | Existing | 540 | 0 | TRUE
DUNGE002 | Dungeness B | DNGB22 | DUNG4 | Nuclear | Nuclear_AGR | FALSE | FALSE | FALSE | TRUE | EDF | NGET | C4 | NGC South | 1985 | Existing |  | Existing | 540 | 0 | TRUE
DUNLA001 | Dunlaw Extension | DNLWW-1 | DUNE | Wind | Onshore Wind | FALSE | FALSE | FALSE | TRUE | Scottish Power Ltd | SPTL | S1 | SP South |  | Existing | 2012 | Existing | 30 | 0 | TRUE
DUNMA001 | Dunmaglass | AM-DUMNW-1 |  | Wind | Onshore Wind | FALSE | FALSE | FALSE | TRUE | SSE Ltd | SHET | T1 | SSE South |  | Future | 2015 | Under Construction | 94 | 5 | TRUE | - Construction due to commence following enabling works due to finish in Spring 2014 (Greg Hunt - 24/12/2013 Link: http://www.sse.com/Dunmaglass/ProjectInformation/) - TEC reduced from 98 to 94 as per TEC register. MLP 23/12/2014
EARLS001 | Earlsburn | EARBW-1 | EARB | Wind | Onshore Wind | FALSE | FALSE | FALSE | TRUE | Falck Renewables | SPTL | S5 | SP North |  | Existing | 2012 | Existing | 35 | 0 | TRUE
EARLS002 | Earlshaugh | EHAUW-1 |  | Wind | Onshore Wind | FALSE | FALSE | FALSE | TRUE | Wind Energy Ltd | SPTL | S1 | SP South |  | Future | 2017 | Awaiting Consents | 55 | 3 | TRUE
EASTA001 | East Anglia | AM-EANG-1 | BRFO40 | Wind | Offshore_Wind 3 | FALSE | FALSE | FALSE | TRUE | Scottish Power Ltd | NGET | J5 | NGC South |  | Future | 2018 | Scoping | 1200 | 2 | TRUE | - 1.2GW has consents MLP 11/12/2014 Phased as per TEC register: Phase TEC Effective Date East Anglia 1 600MW 01/04/2018 East Anglia 1 600MW 01/12/2018 East Anglia 2 400MW 01/04/2023 East Anglia 2 400MW 01/04/2023 East A
EASTA001 | East Anglia | AM-EANG-10 | Bacton (new) | Wind | Offshore_Wind 3 | FALSE | FALSE | FALSE | TRUE | Scottish Power Ltd | NGET | J3 | NGC South |  | Future |  | Scoping | 0 | 2 | TRUE | - 1.2GW has consents MLP 11/12/2014 Phased as per TEC register: Phase TEC Effective Date East Anglia 1 600MW 01/04/2018 East Anglia 1 600MW 01/12/2018 East Anglia 2 400MW 01/04/2023 East Anglia 2 400MW 01/04/2023 East A
EASTA001 | East Anglia | AM-EANG-2 | BRFO40 | Wind | Offshore_Wind 3 | FALSE | FALSE | FALSE | TRUE | Scottish Power Ltd | NGET | J5 | NGC South |  | Future | 2023 | Scoping | 1200 | 2 | TRUE | - 1.2GW has consents MLP 11/12/2014 Phased as per TEC register: Phase TEC Effective Date East Anglia 1 600MW 01/04/2018 East Anglia 1 600MW 01/12/2018 East Anglia 2 400MW 01/04/2023 East Anglia 2 400MW 01/04/2023 East A
EASTA001 | East Anglia | AM-EANG-3 | BRFO40 | Wind | Offshore_Wind 3 | FALSE | FALSE | FALSE | TRUE | Scottish Power Ltd | NGET | J5 | NGC South |  | Future | 2021 | Scoping | 1200 | 2 | TRUE | - 1.2GW has consents MLP 11/12/2014 Phased as per TEC register: Phase TEC Effective Date East Anglia 1 600MW 01/04/2018 East Anglia 1 600MW 01/12/2018 East Anglia 2 400MW 01/04/2023 East Anglia 2 400MW 01/04/2023 East A
EASTA001 | East Anglia | AM-EANG-4 | BRFO40 | Wind | Offshore_Wind 3 | FALSE | FALSE | FALSE | TRUE | Scottish Power Ltd | NGET | J5 | NGC South |  | Future | 2022 | Scoping | 1200 | 2 | TRUE | - 1.2GW has consents MLP 11/12/2014 Phased as per TEC register: Phase TEC Effective Date East Anglia 1 600MW 01/04/2018 East Anglia 1 600MW 01/12/2018 East Anglia 2 400MW 01/04/2023 East Anglia 2 400MW 01/04/2023 East A
EASTA001 | East Anglia | AM-EANG-5 | BRFO40 | Wind | Offshore_Wind 3 | FALSE | FALSE | FALSE | TRUE | Scottish Power Ltd | NGET | J3 | NGC South |  | Future | 2024 | Scoping | 1000 | 2 | TRUE | - 1.2GW has consents MLP 11/12/2014 Phased as per TEC register: Phase TEC Effective Date East Anglia 1 600MW 01/04/2018 East Anglia 1 600MW 01/12/2018 East Anglia 2 400MW 01/04/2023 East Anglia 2 400MW 01/04/2023 East A
EASTA001 | East Anglia | AM-EANG-6 | BRFO40 | Wind | Offshore_Wind 3 | FALSE | FALSE | FALSE | TRUE | Scottish Power Ltd | NGET | J3 | NGC South |  | Future | 2025 | Scoping | 1400 | 2 | TRUE | - 1.2GW has consents MLP 11/12/2014 Phased as per TEC register: Phase TEC Effective Date East Anglia 1 600MW 01/04/2018 East Anglia 1 600MW 01/12/2018 East Anglia 2 400MW 01/04/2023 East Anglia 2 400MW 01/04/2023 East A
EASTA001 | East Anglia | AM-EANG-7 | Lowestoft (new) | Wind | Offshore_Wind 3 | FALSE | FALSE | FALSE | TRUE | Scottish Power Ltd | NGET | J3 | NGC South |  | Future |  | Scoping | 0 | 2 | TRUE | - 1.2GW has consents MLP 11/12/2014 Phased as per TEC register: Phase TEC Effective Date East Anglia 1 600MW 01/04/2018 East Anglia 1 600MW 01/12/2018 East Anglia 2 400MW 01/04/2023 East Anglia 2 400MW 01/04/2023 East A
EASTA001 | East Anglia | AM-EANG-8 | Lowestoft (new) | Wind | Offshore_Wind 3 | FALSE | FALSE | FALSE | TRUE | Scottish Power Ltd | NGET | J3 | NGC South |  | Future |  | Scoping | 0 | 2 | TRUE | - 1.2GW has consents MLP 11/12/2014 Phased as per TEC register: Phase TEC Effective Date East Anglia 1 600MW 01/04/2018 East Anglia 1 600MW 01/12/2018 East Anglia 2 400MW 01/04/2023 East Anglia 2 400MW 01/04/2023 East A
EASTA001 | East Anglia | AM-EANG-9 | Bacton (new) | Wind | Offshore_Wind 3 | FALSE | FALSE | FALSE | TRUE | Scottish Power Ltd | NGET | J2 | NGC South |  | Future |  | Scoping | 0 | 2 | TRUE | - 1.2GW has consents MLP 11/12/2014 Phased as per TEC register: Phase TEC Effective Date East Anglia 1 600MW 01/04/2018 East Anglia 1 600MW 01/12/2018 East Anglia 2 400MW 01/04/2023 East Anglia 2 400MW 01/04/2023 East A
EDINB001 | Edinbane | EDINW-1 | EDIN | Wind | Onshore Wind | FALSE | FALSE | FALSE | TRUE | Vattenfall Ltd | SHET | T1 | SSE South |  | Existing | 2012 | Existing | 41 | 0 | TRUE
EDINT001 | Edintore Wind Farm | ES-EDIN-1 |  | Wind | Onshore Wind | FALSE | FALSE | FALSE | TRUE | Scottish Hydro Electric Power Distribution plc | SHET | T1 | SSE South |  | Future | 2016 | Under Construction | 21 | 6 | TRUE
EGGBO001 | Eggborough | EGGPS-1 | EGGB42 | Coal | Coal | FALSE | FALSE | FALSE | FALSE | Eggborough Power Ltd | NGET | P6 | NGC South | 1968 | Existing | 2012 | Existing | 482 | 0 | TRUE | - Eggborough sold to a Czech utility company (EPH) - 05/11/2014 Source: http://www.eggboroughpower.co.uk/About-Us/News.aspx) - Not short listed as one of the provisionally affordable renewable plant for FID enabling (Greg Hunt - 13/01/2014 Link: https:/
EGGBO001 | Eggborough | EGGPS-2 | EGGB42 | Coal | Coal | FALSE | FALSE | FALSE | FALSE | Eggborough Power Ltd | NGET | P6 | NGC South | 1968 | Existing | 2012 | Existing | 482 | 0 | TRUE | - Eggborough sold to a Czech utility company (EPH) - 05/11/2014 Source: http://www.eggboroughpower.co.uk/About-Us/News.aspx) - Not short listed as one of the provisionally affordable renewable plant for FID enabling (Greg Hunt - 13/01/2014 Link: https:/
EGGBO001 | Eggborough | EGGPS-3 | EGGB42 | Coal | Coal | FALSE | FALSE | FALSE | FALSE | Eggborough Power Ltd | NGET | P6 | NGC South | 1968 | Existing | 2012 | Existing | 488 | 0 | TRUE | - Eggborough sold to a Czech utility company (EPH) - 05/11/2014 Source: http://www.eggboroughpower.co.uk/About-Us/News.aspx) - Not short listed as one of the provisionally affordable renewable plant for FID enabling (Greg Hunt - 13/01/2014 Link: https:/
EGGBO001 | Eggborough | EGGPS-4 | EGGB42 | Coal | Coal | FALSE | FALSE | FALSE | FALSE | Eggborough Power Ltd | NGET | P6 | NGC South | 1968 | Existing | 2012 | Existing | 488 | 0 | TRUE | - Eggborough sold to a Czech utility company (EPH) - 05/11/2014 Source: http://www.eggboroughpower.co.uk/About-Us/News.aspx) - Not short listed as one of the provisionally affordable renewable plant for FID enabling (Greg Hunt - 13/01/2014 Link: https:/
EISHK001 | Eishken | AM-EISE-1 | EISE | Wind | Onshore Wind | FALSE | FALSE | FALSE | TRUE | International Power | SHET | T1 | SSE South |  | Future | 2019 | Consents Approved | 133 | 4 | TRUE
ENFIE001 | Enfield | EECL-1 | BRIM1 | Gas | CCGT_Exist | FALSE | FALSE | FALSE | FALSE | E.ON UK plc | NGET | A3 | NGC South | 1999 | Existing | 2012 | Existing | 408 | 0 | TRUE | - On an extended outage until 15th January 2015 (10/11/2014)
ERROC001 | Errochty | ERRO-1 | ERRO | Hydro | Hydro | FALSE | FALSE | FALSE | TRUE | SSE Ltd | SHET | T4 | SSE South | 1955 | Existing | 2012 | Existing | 25 | 0 | TRUE
ERROC001 | Errochty | ERRO-2 | ERRO | Hydro | Hydro | FALSE | FALSE | FALSE | TRUE | SSE Ltd | SHET | T4 | SSE South | 1955 | Existing | 2012 | Existing | 25 | 0 | TRUE
ERROC001 | Errochty | ERRO-3 | ERRO | Hydro | Hydro | FALSE | FALSE | FALSE | TRUE | SSE Ltd | SHET | T4 | SSE South | 1955 | Existing | 2012 | Existing | 25 | 0 | TRUE
EWEHI001 | Ewe Hill | EWHLW-1 | EWEH | Wind | Onshore Wind | FALSE | FALSE | FALSE | TRUE | Scottish Power Ltd | SPTL | S1 | SP South |  | Future | 2016 | Consents Approved | 51 | 4 | TRUE | - 51MW approved according to SP website and RUK. There is an additional 12MW connecting into Chappelcross GSP on the embedded regsiter (have classed this 12MW as embedded for now - need to ask Scottish TOs for intel on this) - Greg Hunt 09/01/2015
EXXON001 | Exxon Mossmoran | MOSWD-1 | MOSM | Gas | CHP | FALSE | FALSE | FALSE | FALSE | Exxon Mobil | SPTL | S5 | SP North | 2000 | Existing |  | Existing | 16 | 0 | TRUE
FAIRB002 | Fairburn Wind Farm | FRBRW-1 | FAWI | Wind | Onshore Wind | FALSE | FALSE | FALSE | TRUE | Scottish Hydro Electric Power Distribution plc | SHET | T1 | SSE North |  | Existing |  | Existing | 40 | 0 | TRUE
FALLA001 | Fallago | FALGW-1 |  | Wind | Onshore Wind | FALSE | FALSE | FALSE | TRUE | Fallago Rig Wind Farm Ltd | SPTL | S1 | SP South |  | Existing | 2013 | Existing | 144 | 0 | TRUE
FARR001 | Farr | FAARW-1 | FAAR | Wind | Onshore Wind | FALSE | FALSE | FALSE | TRUE | Farr Wind Farm Limited | SHET | T1 | SSE South |  | Existing | 2012 | Existing | 92 | 0 | TRUE
FASNA001 | Fasnakyle | FASN-1 | FASN | Hydro | Hydro | FALSE | FALSE | FALSE | TRUE | SSE Ltd | SHET | T1 | SSE South | 1951 | Existing | 2012 | Existing | 23 | 0 | TRUE
FASNA001 | Fasnakyle | FASN2 | FASN | Hydro | Hydro | FALSE | FALSE | FALSE | TRUE | SSE Ltd | SHET | T1 | SSE South | 1951 | Existing | 2012 | Existing | 23 | 0 | TRUE
FASNA001 | Fasnakyle | FASN3 | FASN | Hydro | Hydro | FALSE | FALSE | FALSE | TRUE | SSE Ltd | SHET | T1 | SSE South | 1951 | Existing | 2012 | Existing | 23 | 0 | TRUE
FASNA001 | Fasnakyle | FASN-4 | FASN | Hydro | Hydro | FALSE | FALSE | FALSE | TRUE | SSE Ltd | SHET | T1 | SSE South | 1951 | Existing | 2012 | Existing | 8 | 0 | TRUE
FAWLE003 | Fawley CHP | FAWN-1 | FAWL10 | Gas | CHP | FALSE | FALSE | FALSE | FALSE | RWE Npower Ltd | NGET | B2 | NGC South | 1999 | Existing | 2012 | Existing | 158 | 0 | TRUE
FERRY002 | Ferrybridge C | FERR-3 | FERR2 | Coal | Coal | FALSE | TRUE | FALSE | TRUE | SSE Ltd | NGET | P5 | NGC South | 1966 | Existing | 2012 | Existing | 488 | 0 | TRUE | - GTs shut from 01/04/2015 -34MW (Greg Hunt 24/12/2014)
FERRY002 | Ferrybridge C | FERR-4 | FERR2 | Coal | Coal | FALSE | TRUE | FALSE | TRUE | SSE Ltd | NGET | P5 | NGC South | 1966 | Existing | 2012 | Existing | 488 | 0 | TRUE | - GTs shut from 01/04/2015 -34MW (Greg Hunt 24/12/2014)
FERRY004 | Ferrybridge C GT | FERR-5G | FERR2 | Gas | GT | FALSE | FALSE | FALSE | TRUE | SSE Ltd | NGET | P5 | NGC South | 1966 | Existing | 2012 | Existing | 17 | 0 | TRUE
FERRY004 | Ferrybridge C GT | FERR-8G | FERR2 | Gas | GT | FALSE | FALSE | FALSE | TRUE | SSE Ltd | NGET | P5 | NGC South | 1966 | Existing | 2012 | Existing | 17 | 0 | TRUE
FETTE001 | Fetteresso | ES-FETT-1 | Mid Hill | Wind | Onshore Wind | FALSE | FALSE | FALSE | TRUE | Fetteresso Wind Limited | SHET |  |  |  | Future | 2018 | Consents Approved | 34 | 4 | TRUE
FFEST001 | Ffestiniog | FFES-1 | FFES2 | Pumped_Storage | Pumped_Storage | FALSE | FALSE | FALSE | TRUE | Int Power | NGET | M7 | NGC South | 1961 | Existing | 2012 | Existing | 90 | 0 | TRUE
FFEST001 | Ffestiniog | FFES-2 | FFES2 | Pumped_Storage | Pumped_Storage | FALSE | FALSE | FALSE | TRUE | Int Power | NGET | M7 | NGC South | 1961 | Existing | 2012 | Existing | 90 | 0 | TRUE
FFEST001 | Ffestiniog | FFES-3 | FFES2 | Pumped_Storage | Pumped_Storage | FALSE | FALSE | FALSE | TRUE | Int Power | NGET | M7 | NGC South | 1961 | Existing | 2012 | Existing | 90 | 0 | TRUE
FFEST001 | Ffestiniog | FFES-4 | FFES2 | Pumped_Storage | Pumped_Storage | FALSE | FALSE | FALSE | TRUE | Int Power | NGET | M7 | NGC South | 1961 | Existing | 2012 | Existing | 90 | 0 | TRUE
FIDDL001 | Fiddlers Ferry | FIDL-1 | FIDF21 | Coal | Coal | FALSE | TRUE | FALSE | FALSE | SSE Ltd | NGET | N1 | NGC South | 1971 | Existing | 2012 | Existing | 485 | 0 | TRUE | - SSE are committed to investing in this plant to ensure it complies with the IED (See project link - Greg Hunt 17/12/2014) - TNP In. SSE plan to trial a significant investment on one of the units in early 2014 which will significantly reduce emissions a
FIDDL001 | Fiddlers Ferry | FIDL-2 | FIDF21 | Coal | Coal | FALSE | TRUE | FALSE | FALSE | SSE Ltd | NGET | N1 | NGC South | 1971 | Existing | 2012 | Existing | 485 | 0 | TRUE | - SSE are committed to investing in this plant to ensure it complies with the IED (See project link - Greg Hunt 17/12/2014) - TNP In. SSE plan to trial a significant investment on one of the units in early 2014 which will significantly reduce emissions a
FIDDL001 | Fiddlers Ferry | FIDL-3 | FIDF21 | Coal | Coal | FALSE | TRUE | FALSE | FALSE | SSE Ltd | NGET | N1 | NGC South | 1971 | Existing | 2012 | Existing | 485 | 0 | TRUE | - SSE are committed to investing in this plant to ensure it complies with the IED (See project link - Greg Hunt 17/12/2014) - TNP In. SSE plan to trial a significant investment on one of the units in early 2014 which will significantly reduce emissions a
FIDDL001 | Fiddlers Ferry | FIDL-4 | FIDF21 | Coal | Coal | FALSE | TRUE | FALSE | FALSE | SSE Ltd | NGET | N1 | NGC South | 1971 | Existing | 2012 | Existing | 498 | 0 | TRUE | - SSE are committed to investing in this plant to ensure it complies with the IED (See project link - Greg Hunt 17/12/2014) - TNP In. SSE plan to trial a significant investment on one of the units in early 2014 which will significantly reduce emissions a
FIDDL002 | Fiddlers Ferry GT | FIDL-2G | FIDF21 | Gas | GT | FALSE | FALSE | FALSE | TRUE | SSE Ltd | NGET | N1 | NGC South | 1971 | Existing | 2012 | Existing | 17 | 0 | TRUE
FIDDL002 | Fiddlers Ferry GT | FIDL-3G | FIDF21 | Gas | GT | FALSE | FALSE | FALSE | TRUE | SSE Ltd | NGET | N1 | NGC South | 1971 | Existing | 2012 | Existing | 17 | 0 | TRUE
FINLA001 | Finlarig | FINL-1 | FINL | Hydro | Hydro | FALSE | FALSE | FALSE | TRUE | SSE Ltd | SHET | T4 | SSE South | 1955 | Existing | 2012 | Existing | 16 | 0 | TRUE
FIRTH001 | Firth of Forth SHETL | AM-FIRF-1 |  | Wind | Offshore_Wind 3 | FALSE | FALSE | FALSE | TRUE | Seagreen Wind Energy Limited | SHET | T4 | SSE South |  | Future | 2018 | Consents Approved | 1075 | 4 | TRUE | Phases as per the TEC register: Phase TEC Effective Date Firth of Forth Offshore Wind Farm 1A 545MW 22/06/2018 Firth of Forth Offshore Wind Farm 1B 530MW 22/06/2018
FIRTH002 | Firth of Forth SPTL | AM-FIRF-2 |  | Wind | Offshore_Wind 3 | FALSE | FALSE | FALSE | TRUE | Seagreen Wind Energy Limited | SPTL | S1 | SP North |  | Future | 2021 | Consents Approved | 2615 | 4 | TRUE | - TEC / completion date and status changing according to Intel (04/12/2014 Source; CS Monthly Report September 2014) Phases as per the TEC register: Phase TEC E
FOYER001 | Foyers | FOYE-1 | FOYE | Pumped_Storage | Pumped_Storage | FALSE | FALSE | FALSE | TRUE | SSE Ltd | SHET | T1 | SSE South | 1974 | Existing | 2012 | Existing | 150 | 0 | TRUE
FOYER001 | Foyers | FOYE-2 | FOYE | Pumped_Storage | Pumped_Storage | FALSE | FALSE | FALSE | TRUE | SSE Ltd | SHET | T1 | SSE South | 1974 | Existing | 2012 | Existing | 150 | 0 | TRUE
FREAS001 | Freasdail | ES-FREA-1 | Crossaig 132kV Substation | Wind | Onshore Wind | FALSE | FALSE | FALSE | TRUE | RES UK & Ireland Ltd | SHET |  |  |  | Future | 2020 | Consents Approved | 28 | 4 | TRUE
GALAW001 | Galawhistle | AM-GAWH-1 |  | Wind | Onshore Wind | FALSE | FALSE | FALSE | TRUE | Infinis | SPTL | S1 | SP South |  | Future | 2017 | Consents Approved | 55 | 4 | TRUE
GALLO001 | Galloper | GAOF-1 | Leiston (new) | Wind | Offshore_Wind 2.5 | FALSE | FALSE | FALSE | TRUE | SSE Ltd | NGET | J2 | NGC South | 10/31/2016 | Future | 2017 | Consents Approved | 500 | 4 | TRUE | - Galloper Wind Farm issued a press release stating the project will not progress in it's current form. A mod app will be submitted to align dates with a new project programme (Greg Hunt 04/12/2014 Source; Customer Services Monthly Report - October 2014)
GLENA001 | Glen App Windfarm | ES-GLENA-1 |  | Wind | Onshore Wind | FALSE | FALSE | FALSE | TRUE | ScottishPower Renewables (UK) Ltd | SPTL | S1 | SP South |  | Future | 2018 | Awaiting Consents | 51 | 3 | TRUE | - Phased project: 32.2MW due 31/10/2016 with a further 17.8 due on 31/06/2108. MLP 05/01/15.
GLENC001 | Glencassley | ES-GLEN-1 |  | Wind | Onshore Wind | FALSE | FALSE | FALSE | TRUE | Scottish Hydro Electric Power Distribution plc | SHET | T5 | SSE North |  | Future | 2020 | Consents Approved | 65 | 4 | TRUE
GLEND001 | Glendoe | GLNDO-1 | GLDO | Hydro | Hydro | FALSE | FALSE | FALSE | TRUE | SSE Ltd | SHET | T1 | SSE South | 2008 | Existing | 2012 | Existing | 100 | 0 | TRUE
GLENK001 | Glen Kyllachy | ES-GLENK-1 |  | Wind | Onshore Wind | FALSE | FALSE | FALSE | TRUE | RWE Npower | SHET | T1 | SSE South |  | Future | 2018 | Consents Refused | 48 | -1 | TRUE | - Consents refused - August 2014
GLENM001 | Glenmorie | AM-GLMO-1 |  | Wind | Onshore Wind | FALSE | FALSE | FALSE | TRUE | Wind Energy Ltd | SHET | T5 | SSE North |  | Future | 2018 | Awaiting Consents | 114 | 3 | TRUE
GLENM002 | Glenmoriston | AM-GLEN-3 | GLEN | Hydro | Hydro | FALSE | FALSE | FALSE | TRUE | SSE Ltd | SHET | T1 | SSE South | 1957 | Existing | 2019 | Existing | 6 | 0 | TRUE
GLENM002 | Glenmoriston | GLEN-1 | GLEN | Hydro | Hydro | FALSE | FALSE | FALSE | TRUE | SSE Ltd | SHET | T1 | SSE South | 1957 | Existing | 2012 | Existing | 18 | 0 | TRUE
GLENM002 | Glenmoriston | GLEN-2 | GLEN | Hydro | Hydro | FALSE | FALSE | FALSE | TRUE | SSE Ltd | SHET | T1 | SSE South | 1957 | Existing | 2012 | Existing | 18 | 0 | TRUE
GLENM003 | Glenmount | ES-GLENMT-1 |  | Wind | Onshore Wind | FALSE | FALSE | FALSE | TRUE | RWE Npower | SPTL | S1 | SP South |  | Future | 2019 | Scoping | 73 | 2 | TRUE | Check installed capacity - RWE website states up to 50MW only (Greg Hunt 10/12/2013 Link: http://www.rwe.com/web/cms/en/1785742/rwe-innogy/sites/wind-onshore/united-kingdom/in-development/glenmount/) - Checked website again, and it states "The 19 turbine
GLENS001 | Glens of Foudland | GLOFW-1 |  | Wind | Onshore Wind | FALSE | FALSE | FALSE | TRUE | Glens of Foudland Wind Farm Ltd | SHET | T1 | SSE South |  | Existing | 2012 | Existing | 26 | 0 | TRUE
GLENU001 | Glen Ullinish | ES-GLENU-1 |  | Wind | Onshore Wind | FALSE | FALSE | FALSE | TRUE | Kilmac Energy | SHET | T1 | SSE South |  | Future | 2021 | Scoping | 42 | 2 | TRUE
GORDO001 | Gordonbush | GORWW-1 | GORW | Wind | Onshore Wind | FALSE | FALSE | FALSE | TRUE | SSE Ltd | SHET | T5 | SSE North |  | Existing | 2012 | Existing | 70 | 0 | TRUE
GORDO003 | Gordonbush Extension | ES-GORD-1 | Gordonbush | Wind | Onshore Wind | FALSE | FALSE | FALSE | TRUE | SSE Generation Ltd | SHET | T5 | SSE North |  | Future | 2020 | Scoping | 38 | 2 | TRUE
GORDO004 | Gordonstown Hill | GDSTW-1 | Kintore | Wind | Onshore Wind | FALSE | FALSE | FALSE | TRUE | Gordonstown Hill Wind Farm | SHET | T2 | SSE North |  | Existing | 0 | Existing | 12 | 0 | TRUE
GRAIN001 | Grain (CCGT) | GRAI-6 | GRAI40 | Gas | CCGT_Exist | TRUE | FALSE | FALSE | FALSE | E.ON UK plc | NGET | C3 | NGC South | 2011 | Existing | 2012 | Existing | 430 | 0 | TRUE | - TEC regsiter states 1524 decreasing to 1517 on 01/04/2015 (Greg Hunt 12/12/2014)
GRAIN001 | Grain (CCGT) | GRAI-7 | GRAI40 | Gas | CCGT_Exist | TRUE | FALSE | FALSE | FALSE | E.ON UK plc | NGET | C3 | NGC South | 2011 | Existing | 2012 | Existing | 430 | 0 | TRUE | - TEC regsiter states 1524 decreasing to 1517 on 01/04/2015 (Greg Hunt 12/12/2014)
GRAIN001 | Grain (CCGT) | GRAI-8 | GRAI40 | Gas | CCGT_Exist | TRUE | FALSE | FALSE | FALSE | E.ON UK plc | NGET | C3 | NGC South | 2011 | Existing | 2012 | Existing | 430 | 0 | TRUE | - TEC regsiter states 1524 decreasing to 1517 on 01/04/2015 (Greg Hunt 12/12/2014)
GRAIN003 | Grain (Oil) GT | GRAI1G | GRAI40 | Gas | GT | FALSE | FALSE | FALSE | TRUE | E.ON UK plc | NGET | C3 | NGC South | 1979 | Existing |  | Existing | 29 | 0 | TRUE
GRAIN003 | Grain (Oil) GT | GRAI4G | GRAI40 | Gas | GT | FALSE | FALSE | FALSE | TRUE | E.ON UK plc | NGET | C3 | NGC South | 1979 | Existing |  | Existing | 29 | 0 | TRUE
GRANG002 | Grangemouth CCS | ES-GRAN-1 |  | CCS | CCS_Coal | FALSE | FALSE | FALSE | TRUE | Summit Power Group, National Grid, Petrofac, Siem | SPTL | S1 | SP South |  | Future |  | Scoping | 700 | 1 | FALSE
GREAT001 | Great Yarmouth | GYAR-1 | NORW10 | Gas | CCGT_Exist | TRUE | FALSE | FALSE | FALSE | RWE Npower Ltd | NGET | J3 | NGC South | 2002 | Existing | 2012 | Existing | 405 | 0 | TRUE | - This should be IED In as commissioning date was 2002 (Greg Hunt 17/12/2014)
GREAT002 | Greater Gabbard | GRGBW-1 | SIZE | Wind | Offshore_Wind 2 | FALSE | FALSE | FALSE | TRUE | SSE Ltd | NGET | J2 | NGC South | 2012 | Existing | 2012 | Existing | 500 | 0 | TRUE
GREEN001 | Greenwire-Pembroke | AM-IRISO-1 | ALVE4 | Wind | Onshore Wind | FALSE | FALSE | FALSE | TRUE | Greenwire Ltd | NGET | M8 | NGC South |  | Future | 2017 | Scoping | 2000 | 2 | TRUE
GREEN002 | Greenwire-Pentir | AM-IRISO-2 | PEMB4 | Wind | Onshore Wind | FALSE | FALSE | FALSE | TRUE | Greenwire Ltd | NGET | H6 | NGC South |  | Future | 2018 | Scoping | 1000 | 2 | TRUE
GRIFF001 | Griffin - Stage One | GRIFW-1 | GRIF | Wind | Onshore Wind | FALSE | FALSE | FALSE | TRUE | SSE Ltd | SHET | T4 | SSE South | 2012 | Existing |  | Existing | 94 | 0 | TRUE
GRIFF001 | Griffin - Stage One | GRIFW-2 | GRIF | Wind | Onshore Wind | FALSE | FALSE | FALSE | TRUE | SSE Ltd | SHET | T4 | SSE South | 2012 | Existing |  | Existing | 94 | 0 | TRUE
GRIFF002 | Griffin - Stage Two | AM-GRIFW-3 | GRIF | Wind | Onshore Wind | FALSE | FALSE | FALSE | TRUE | SSE Ltd | SHET | T4 | SSE South |  | Future | 2016 | Awaiting Consents | 15 | 3 | TRUE
GRUDI001 | Grudie Bridge | GRUB-1 | GRUB | Hydro | Hydro | FALSE | FALSE | FALSE | TRUE | SSE Ltd | SHET | T1 | SSE North | 1950 | Existing | 2012 | Existing | 11 | 0 | TRUE
GRUDI001 | Grudie Bridge | GRUB-2 | GRUB | Hydro | Hydro | FALSE | FALSE | FALSE | TRUE | SSE Ltd | SHET | T1 | SSE North | 1950 | Existing | 2012 | Existing | 11 | 0 | TRUE
GUNFL001 | Gunfleet Sands | GNFSW-1 | BRFO10 (embedded) | Wind | Offshore_Wind 1 | FALSE | FALSE | FALSE | TRUE | Dong Energy | NGET | J5 | NGC South | 2010 | Existing | 2012 | Existing | 100 | 0 | TRUE
GUNFL001 | Gunfleet Sands | GNFSW-2 | BRFO10 (embedded) | Wind | Offshore_Wind 1 | FALSE | FALSE | FALSE | TRUE | Dong Energy | NGET | J5 | NGC South | 2010 | Existing | 2012 | Existing | 64 | 0 | TRUE
GWYNT001 | Gwynt Y Mor | GYMRW-1 | BODE4 | Wind | Offshore_Wind 2 | FALSE | FALSE | FALSE | TRUE | RWE Npower Ltd | NGET | M6 | NGC South | 2012 | Existing |  | Existing | 565 | 0 | TRUE
HADYA001 | Hadyard Hill | HADHW-1 | HADH | Wind | Onshore Wind | FALSE | FALSE | FALSE | TRUE | SSE Generation Ltd | SPTL | S1 | SP South |  | Existing | 2012 | Existing | 117 | 0 | TRUE
HALSA001 | Halsary | AM_HASA-1 |  | Wind | Onshore Wind | FALSE | FALSE | FALSE | TRUE | Scottish Power Ltd | SHET | T5 | SSE North |  | Future | 2018 | Consents Approved | 41 | 4 | TRUE
HAREH001 | Hare Hill | ES-HARH-1 |  | Wind | Onshore Wind | FALSE | FALSE | FALSE | FALSE | Scottish Power Renewables | SPTL |  |  |  | Existing | 0 | Existing | 13 | 0 | TRUE | Taken from embedded dataset due to future extension of 30MW. MLP 14/01/2015
HAREH002 | Hare Hill Extension | ES-HARH-2 |  | Wind | Onshore Wind | FALSE | FALSE | FALSE | FALSE | Scottish Power Renewables | SPTL |  |  |  | Future | 2016 | Consents Approved | 30 | 4 | TRUE
HAREL001 | Harelaw | ES-HARE-1 |  | Wind | Onshore Wind | FALSE | FALSE | FALSE | TRUE | Gamesa Energy UK Ltd | SPTL | S4 | SP North |  | Future | 2015 | Consents Refused | 80 | -1 | TRUE | - Latest Intelligence shows consents refused in October 2013 (Greg Hunt - 13/01/14 Source: http://www.bbc.co.uk/news/uk-scotland-glasgow-west-24300626)
HARES001 | Harestanes | AM-HARE-1 | HARE | Wind | Onshore Wind | FALSE | FALSE | FALSE | TRUE | Scottish Power Ltd | SPTL | S1 | SP South |  | Existing |  | Existing | 146 | 0 | TRUE | - 126MW Built & 20MW due on 01/04/2015 (Greg Hunt - 12/01/2015)
HARES002 | Harestanes Extension | AM-HARE-2 | HARE | Wind | Onshore Wind | FALSE | FALSE | FALSE | TRUE | ScottishPower Renewables (UK) Ltd | SPTL | S1 | SP South |  | Future | 2016 | Under Construction | 17 | 6 | TRUE
HARTL001 | Hartlepool | HRTL-1 | HATL20 | Nuclear | Nuclear_AGR | FALSE | FALSE | FALSE | TRUE | EDF | NGET | Q2 | NGC North | 1984 | Existing |  | Existing | 604 | 0 | TRUE
HARTL001 | Hartlepool | HRTL-2 | HATL20 | Nuclear | Nuclear_AGR | FALSE | FALSE | FALSE | TRUE | EDF | NGET | Q2 | NGC North | 1984 | Existing |  | Existing | 604 | 0 | TRUE
HATFI001 | Hatfield CCS | ES-HATF-1 |  | CCS | CCS_Gas | FALSE | FALSE | FALSE | TRUE | 2Co Power (Yorkshire) Ltd | NGET | P8 | NGC South |  | Future | 2016 | Consents Approved | 800 | 4 | TRUE
HEYSH001 | Heysham 1 | HEYM11 | HEYS | Nuclear | Nuclear_AGR | FALSE | FALSE | FALSE | TRUE | EDF | NGET | R5 | NGC North | 1984 | Existing |  | Existing | 607 | 0 | TRUE
HEYSH001 | Heysham 1 | HEYM12 | HEYS | Nuclear | Nuclear_AGR | FALSE | FALSE | FALSE | TRUE | EDF | NGET | R5 | NGC North | 1984 | Existing |  | Existing | 596 | 0 | TRUE
HEYSH002 | Heysham 2 | HEYM27 | HEYS | Nuclear | Nuclear_AGR | FALSE | FALSE | FALSE | TRUE | EDF | NGET | R5 | NGC North | 1988 | Existing |  | Existing | 601 | 0 | TRUE
HEYSH002 | Heysham 2 | HEYM28 | HEYS | Nuclear | Nuclear_AGR | FALSE | FALSE | FALSE | TRUE | EDF | NGET | R5 | NGC North | 1988 | Existing |  | Existing | 602 | 0 | TRUE
HILLO001 | Hill of Glaschyle | ES-HILG-1 | Berryburn 275/33kV Substation | Wind | Onshore Wind | FALSE | FALSE | FALSE | FALSE | Muirden Energy LLP | SHET |  |  |  | Future | 2018 | Consents Approved | 28 | 4 | TRUE
HILLO002 | Hill of Towie | HITOW-1 |  | Wind | Onshore Wind | FALSE | FALSE | FALSE | TRUE | Hill of Towie Ltd | SHET | T1 | SSE North |  | Existing | 2012 | Existing | 48 | 0 | TRUE
HINKL001 | Hinkley Point B | HINB-7 | HINP | Nuclear | Nuclear_AGR | FALSE | FALSE | FALSE | TRUE | EDF | NGET | E7 | NGC South | 1976 | Existing |  | Existing | 459 | 0 | TRUE | - TEC decrease of 200MW effective from 01/04/2016 (Greg Hunt 17/12/2014) - What is shown in the background is not the official TEC of the generator, it is the capacity shown on the EDF website that they provide to the system (Greg Hunt 17/12/2014)
HINKL001 | Hinkley Point B | HINB-8 | HINP | Nuclear | Nuclear_AGR | FALSE | FALSE | FALSE | TRUE | EDF | NGET | E7 | NGC South | 1976 | Existing |  | Existing | 453 | 0 | TRUE | - TEC decrease of 200MW effective from 01/04/2016 (Greg Hunt 17/12/2014) - What is shown in the background is not the official TEC of the generator, it is the capacity shown on the EDF website that they provide to the system (Greg Hunt 17/12/2014)
HINKL002 | Hinkley Point C | AM-HINC-1 | HINP4 | Nuclear | Nuclear_EPR | FALSE | FALSE | FALSE | TRUE | EDF | NGET | E7 | NGC South |  | Future | 2019 | Consents Approved | 1670 | 4 | TRUE | - State aid has granted EU support (Greg Hunt 04/12/2014 Source; New Power November 2014) - Strike Price announced @ £92.50 p/MWh for a duration of 35 years - If Sizewell C proceeds strike price will be decreased to £89.50 - EDF Press release confirms
HINKL002 | Hinkley Point C | AM-HINC-2 | HINP4 | Nuclear | Nuclear_EPR | FALSE | FALSE | FALSE | TRUE | EDF | NGET | E7 | NGC South |  | Future | 2021 | Consents Approved | 1670 | 4 | TRUE | - State aid has granted EU support (Greg Hunt 04/12/2014 Source; New Power November 2014) - Strike Price announced @ £92.50 p/MWh for a duration of 35 years - If Sizewell C proceeds strike price will be decreased to £89.50 - EDF Press release confirms
HIRWA001 | Hirwaun Power Station | ES-HIRW-1 |  | Gas | OCGT | TRUE | FALSE | FALSE | FALSE | Hirwaun Power Ltd | NGET |  |  |  | Future | 2019 | Awaiting Consents | 299 | 3 | TRUE
HORNS001 | Hornsea | AM-HORN-1A | KILL4 | Wind | Offshore_Wind 3 | FALSE | FALSE | FALSE | TRUE | Smart Wind Consortia * | NGET | P7 | NGC South |  | Future | 2016 | Scoping | 500 | 0 | TRUE | Consent granted for 1.2GW 10 Dec 2014. Updated by MLP 10/12/2014
HORNS001 | Hornsea | AM-HORN-1B | KILL4 | Wind | Offshore_Wind 3 | FALSE | FALSE | FALSE | TRUE | Smart Wind Consortia * | NGET | P7 | NGC South |  | Future | 2017 | Scoping | 500 | 0 | TRUE | Consent granted for 1.2GW 10 Dec 2014. Updated by MLP 10/12/2014
HORNS001 | Hornsea | AM-HORN-2A | KILL4 | Wind | Offshore_Wind 3 | FALSE | FALSE | FALSE | TRUE | Smart Wind Consortia * | NGET | P7 | NGC South |  | Future | 2019 | Scoping | 500 | 0 | TRUE | Consent granted for 1.2GW 10 Dec 2014. Updated by MLP 10/12/2014
HORNS001 | Hornsea | AM-HORN-2B | KILL4 | Wind | Offshore_Wind 3 | FALSE | FALSE | FALSE | TRUE | Smart Wind Consortia * | NGET | P7 | NGC South |  | Future | 2020 | Scoping | 500 | 0 | TRUE | Consent granted for 1.2GW 10 Dec 2014. Updated by MLP 10/12/2014
HORNS001 | Hornsea | AM-HORN-3A | WALP | Wind | Offshore_Wind 3 | FALSE | FALSE | FALSE | TRUE | Smart Wind Consortia * | NGET | J1 | NGC South |  | Future | 2020 | Scoping | 500 | 0 | TRUE | Consent granted for 1.2GW 10 Dec 2014. Updated by MLP 10/12/2014
HORNS001 | Hornsea | AM-HORN-3B | WALP | Wind | Offshore_Wind 3 | FALSE | FALSE | FALSE | TRUE | Smart Wind Consortia * | NGET | J1 | NGC South |  | Future | 2021 | Scoping | 500 | 0 | TRUE | Consent granted for 1.2GW 10 Dec 2014. Updated by MLP 10/12/2014
HORNS001 | Hornsea | AM-HORN-4A | WALP | Wind | Offshore_Wind 3 | FALSE | FALSE | FALSE | TRUE | Smart Wind Consortia * | NGET | J1 | NGC South |  | Future | 2022 | Scoping | 500 | 0 | TRUE | Consent granted for 1.2GW 10 Dec 2014. Updated by MLP 10/12/2014
HORNS001 | Hornsea | AM-HORN-4B | WALP | Wind | Offshore_Wind 3 | FALSE | FALSE | FALSE | TRUE | Smart Wind Consortia * | NGET | J1 | NGC South |  | Future | 2023 | Scoping | 500 | 0 | TRUE | Consent granted for 1.2GW 10 Dec 2014. Updated by MLP 10/12/2014
HUMBE001 | Humber Gateway | HMGTO-1 |  | Wind | Offshore_Wind 2 | FALSE | FALSE | FALSE | TRUE | E.ON UK plc | NGET | P8 | NGC South |  | Future | 2014 | Under Construction | 220 | 6 | TRUE | Connection Date slipped (Greg Hunt 09/12/2013)
HUNTE001 | Hunterston | HUNB-7 | HUER | Nuclear | Nuclear_AGR | FALSE | FALSE | FALSE | TRUE | EDF | SPTL | S2 | SP South | 1977 | Existing |  | Existing | 497 | 0 | TRUE
HUNTE001 | Hunterston | HUNB-8 | HUER | Nuclear | Nuclear_AGR | FALSE | FALSE | FALSE | TRUE | EDF | SPTL | S2 | SP South | 1977 | Existing |  | Existing | 450 | 0 | TRUE
HUNTE002 | Hunterston Test Centre | ES-HUNT-1 |  | Wind | Onshore Wind | FALSE | FALSE | FALSE | TRUE | SSE | SHET | S2 | SP South |  | Existing |  | Existing | 25 | 0 | TRUE
IMMIN001 | Immingham CHP | HUMR-1 | HUMR40 | Gas | CHP | FALSE | FALSE | FALSE | FALSE | Conoco | NGET | P7 | NGC South | 2010 | Existing | 2012 | Existing | 1218 | 0 | TRUE
INCHC001 | Inch Cape | AM-INCH-1 |  | Wind | Offshore_Wind STW | FALSE | FALSE | FALSE | TRUE | Repsol & EDP Renewables | SPTL | S1 | SP South |  | Future | 2018 | Consents Approved | 660 | 4 | TRUE | - Mod app submitted to reduce TEC to 660MW and delay completion date to 01/04/2018 (04/12/2014 Source: CS Monthly Report September 2014) - Consents granted (Source: CS Monthly Report September 2014) TEC Register states 1050MW, RenewableUK states 784MW.
INDIA001 | Indian Queens | INDQ-1 | INDQ40 | Gas | OCGT | FALSE | FALSE | FALSE | FALSE | Int Power | NGET | F6 | NGC South | 1996 | Existing | 2012 | Existing | 140 | 0 | TRUE
INVER001 | Inverawe | INAW-1 | INAW | Hydro | Hydro | FALSE | FALSE | FALSE | TRUE | SSE Ltd | SHET | T3 | SSE South | 1963 | Existing | 2012 | Existing | 25 | 0 | TRUE
INVER002 | Invergarry | INGA-1 | INGA | Hydro | Hydro | FALSE | FALSE | FALSE | TRUE | SSE Ltd | SHET | T1 | SSE South | 1956 | Existing | 2012 | Existing | 20 | 0 | TRUE
IRONB001 | Ironbridge Conversion | IRNPS-1 | IRON40 | Biomass | Biomass Conversion | FALSE | FALSE | FALSE | TRUE | E.ON UK plc | NGET | L5 | NGC South |  | Existing | 2013 | Existing | 370 | 0 | TRUE | TEC Register still displays this as coal and at 964MW
IRONB001 | Ironbridge Conversion | IRNPS-2 | IRON40 | Biomass | Biomass Conversion | FALSE | FALSE | FALSE | TRUE | E.ON UK plc | NGET | L5 | NGC South |  | Existing | 2013 | Existing | 370 | 0 | TRUE | TEC Register still displays this as coal and at 964MW
KEADB001 | Keadby | KEAD-1 | KEAP | Gas | CCGT_Exist | FALSE | FALSE | FALSE | FALSE | SSE Ltd | NGET | P8 | NGC South | 1994 | Future | 2015 | Mothballed | 710 | 0 | TRUE | - Keadby hace signed a mod app to increase their TEC to 735MW by 01/04/2017 (04/12/2014 Source: September 2014 CS Report) - SSE would expect to bring this plant back into operation before commissioning any new gas-fired capacity (Greg Hunt - 14/01/2014
KEADB002 | Keadby (Black Start) GT | KEADGT-3 | KEAP | Gas | GT | FALSE | FALSE | FALSE | FALSE | SSE Ltd | NGET | P8 | NGC South | 1994 | Future | 2015 | Mothballed | 25 | 0 | TRUE | - This should be mothballed along with Keadby Power station and return when the main power station is assumed to return
KEADB003 | Keadby 2 | AM-KEAD-2 |  | Gas | CCGT_New | TRUE | FALSE | FALSE | FALSE | SSE Ltd | NGET | P8 | NGC South |  | Future | 2016 | Awaiting Consents | 710 | 3 | TRUE | - FID not expected until 2016 at the earliest
KENNO001 | Kennoxhead | ES-KENN-1 |  | Wind | Onshore Wind | FALSE | FALSE | FALSE | TRUE | PNE Wind UK | SPTL | S1 | SP South |  | Future | 2019 | Awaiting Consents | 60 | 3 | TRUE
KIERS001 | Kiers Hill | ES-KIER-1 | Coylton 132/33Kv | Wind | Onshore Wind | FALSE | FALSE | FALSE | TRUE | RES UK & Ireland Ltd | SPTL |  |  |  | Future | 2018 | Scoping | 58 | 2 | TRUE
KILBR001 | Kilbruar | KILBW-1 |  | Wind | Onshore Wind | FALSE | FALSE | FALSE | TRUE |  | SHET | T5 | SSE North |  | Existing | 2012 | Existing | 67 | 0 | TRUE
KILDR001 | Kildrummy | AM-KILD-1 |  | Wind | Onshore Wind | FALSE | FALSE | FALSE | TRUE | Kildrummy Wind Farm Ltd | SHET | T2 | SSE North |  | Existing | 2012 | Existing | 18 | 0 | TRUE | No record of this wind farm in either TEC or embedded register. We have metered data from Wokingham as it's a BMU. MLP 11/12/2014. RenewableUK have a record of this wind farm though. MLP 07/01/2015
KILGA001 | Kilgallioch | AM_KILG-1 | Kilgallioch 132/33kV Substation | Wind | Onshore Wind | FALSE | FALSE | FALSE | TRUE | ScottishPower Renewables (UK) Ltd | SPTL | S1 | SP South |  | Future | 2016 | Consents Approved | 274 | 4 | TRUE | - Construction due to start late 2014 / early 2015 and last for 2 years (Greg Hunt - 24/12/2013 Link: http://www.scottishpowerrenewables.com/news/pages/scottishpower_renewables_receives_planning_consent_for_288mw_kilgallioch_windfarm.asp)
KILIN001 | Kilingholme | ES-KILI-1 |  | CCS | CCS_Gas | TRUE | FALSE | FALSE | FALSE | C.GEN Killingholme Ltd | NGET | P7 | NGC South |  | Future | 2016 | Consents Approved | 490 | 4 | TRUE | - TEC regsiter incorrectly states that this project is in the scoping phase. A DCO has been granted on 11/09/2014. (Greg Hunt 04/12/2014 Source: http://www.cgenpower.com/documents/Press%20release%20final.pdf)
KILLI001 | Killingholme 1 | KILLPG-1 | KILL42 | Gas | CCGT_Exist | FALSE | FALSE | FALSE | FALSE | E.ON UK plc | NGET | P7 | NGC South | 1992 | Existing | 2012 | Existing | 450 | 0 | TRUE
KILLI001 | Killingholme 1 | KILLPG-2 | KILL42 | Gas | CCGT_Exist | FALSE | FALSE | FALSE | FALSE | E.ON UK plc | NGET | P7 | NGC South | 1992 | Existing | 2012 | Existing | 450 | 0 | TRUE
KILLI002 | Killingholme 2 | KILNS-1 | KILL41 | Gas | CCGT_Exist | FALSE | FALSE | FALSE | FALSE | Centrica Ltd | NGET | P7 | NGC South | 1993 | Existing | 2012 | Existing | 665 | 0 | TRUE
KILMO001 | Kilmorack | KIOR-1 | KIOR | Hydro | Hydro | FALSE | FALSE | FALSE | TRUE | SSE Ltd | SHET | T1 | SSE North | 1962 | Existing | 2012 | Existing | 10 | 0 | TRUE
KILMO001 | Kilmorack | KIOR-2 | KIOR | Hydro | Hydro | FALSE | FALSE | FALSE | TRUE | SSE Ltd | SHET | T1 | SSE North | 1962 | Existing | 2012 | Existing | 10 | 0 | TRUE
KINGS006 | King's Lynn A | KLYN-A-1 | KINL1A | Gas | CCGT_Exist | FALSE | FALSE | FALSE | TRUE | Centrica Ltd | NGET | J1 | NGC South | 1996 | Future | 2016 | Mothballed | 365 | 0 | TRUE | -Plant Mothballed
KINGS001 | King's Lynn B | KINL1-1 | King's Lynn B (new) | Gas | CCGT_New | TRUE | FALSE | FALSE | FALSE | Centrica Ltd | NGET | J1 | NGC South |  | Future | 2017 | Consents Approved | 981 | 4 | TRUE | - NG consent to build network reinforcement
KINGS005 | Kingsnorth GT | KINO1G | KINO40 | Gas | GT | FALSE | FALSE | FALSE | TRUE | E.ON UK plc | NGET | C2 | NGC South | 1970 | Closed |  | Closed | 0 | 0 | TRUE | Plant Closed
KINGS005 | Kingsnorth GT | KINO4G | KINO40 | Gas | GT | FALSE | FALSE | FALSE | TRUE | E.ON UK plc | NGET | C2 | NGC South | 1970 | Closed |  | Closed | 0 | 0 | TRUE | Plant Closed
KINLO001 | Kinlochleven | KILO-1 | KILO | Hydro | Hydro | FALSE | FALSE | FALSE | TRUE | Alcan Aluminium UK Ltd | SHET | T1 | SSE South | 1909 | Existing | 2012 | Existing | 20 | 0 | TRUE
KNOTT001 | Knottingley Power | ES-KNOT-1 |  | Gas | CCGT_New | TRUE | FALSE | FALSE | FALSE | ESBI | NGET | P5 | NGC South |  | Future | 2018 | Consents Approved | 500 | 4 | TRUE | - Preliminary DCO (Development Consent Order) granted on 31st October 2014 (10/11/2014) - Construction expected to commene in 2015. Expected to start generating in 2018 (Greg Hunt - 30/12/2013 Link: http://www.knottingleypower.co.uk/project-information)
KNOTT001 | Knottingley Power | ES-KNOT-2 |  | Gas | CCGT_New | TRUE | FALSE | FALSE | FALSE | ESBI | NGET | P5 | NGC South |  | Future | 2018 | Consents Approved | 500 | 4 | TRUE | - Preliminary DCO (Development Consent Order) granted on 31st October 2014 (10/11/2014) - Construction expected to commene in 2015. Expected to start generating in 2018 (Greg Hunt - 30/12/2013 Link: http://www.knottingleypower.co.uk/project-information)
KNOTT001 | Knottingley Power | ES-KNOT-3 |  | Gas | CCGT_New | TRUE | FALSE | FALSE | FALSE | ESBI | NGET | P5 | NGC South |  | Future | 2018 | Consents Approved | 500 | 4 | TRUE | - Preliminary DCO (Development Consent Order) granted on 31st October 2014 (10/11/2014) - Construction expected to commene in 2015. Expected to start generating in 2018 (Greg Hunt - 30/12/2013 Link: http://www.knottingleypower.co.uk/project-information)
KYPEM001 | Kype Muir | ES-KYPE-1 |  | Wind | Onshore Wind | FALSE | FALSE | FALSE | TRUE | Banks Renewables | SPTL | S4 | SP North |  | Future | 2018 | Awaiting Consents | 100 | 3 | TRUE | Completion date revised from 31/05/2019 to 30/06/2018. MLP 07/01/2015
LAIRG001 | Lairg - Achany | LAIG-1 |  | Wind | Onshore Wind | FALSE | FALSE | FALSE | TRUE | SSE Generation Ltd | SHET | T5 | SSE North |  | Existing | 2012 | Existing | 38 | 0 | TRUE
LANGA001 | Langage | LAGA-1 | LANG40 | Gas | CCGT_Exist | TRUE | FALSE | FALSE | FALSE | Centrica Ltd | NGET | F6 | NGC South | 2010 | Existing | 2012 | Existing | 905 | 0 | TRUE | - Centrica confirmed their intention to sell this plant at some stage (121 Meeting - updated 12/11/2014)
LEADH001 | Leadhills | ES-LEAD-1 | Leadhills 132/33kV | Wind | Onshore Wind | FALSE | FALSE | FALSE | TRUE | Falck Renewables Wind Ltd | SPTL |  |  |  | Future | 2020 | Awaiting Consents | 50 | 3 | TRUE
LETHA001 | Lethans | ES-LETH-1 | Lethans 132kV Substation | Wind | Onshore Wind | FALSE | FALSE | FALSE | TRUE | Banks Renewables (Lethans Wind Farm) Limited | SPTL |  |  |  | Future | 2020 | Awaiting Consents | 88 | 3 | TRUE
LIMEK001 | Limekilns | ES-LIME-1 |  | Wind | Onshore Wind | FALSE | FALSE | FALSE | TRUE | Infinergy Ltd | SHET | T5 | SSE North |  | Future | 2020 | Scoping | 90 | 2 | TRUE
LINCS001 | Lincs | LNCSO-1 | WALP | Wind | Offshore_Wind 2 | FALSE | FALSE | FALSE | TRUE | Centrica Ltd | NGET | J1 | NGC South |  | Existing | 2013 | Existing | 250 | 0 | TRUE | Check TEC (75 Turbines @ 3.6MW - 270MW not 250MW) RenewableUK and developer (Centrica) state that TEC is 270MW - MLP 13/01/2015
LITTL001 | Little Barford | LBAR-1 | LITB40 | Gas | CCGT_Exist | FALSE | FALSE | FALSE | FALSE | RWE Npower Ltd | NGET | J4 | NGC South | 1994 | Existing | 2012 | Existing | 740 | 0 | TRUE
LITTL002 | Littlebrook D | LITTD1 | LITT40 | Oil | Oil | FALSE | FALSE | FALSE | TRUE | RWE Npower Ltd | NGET | A8 | NGC South | 1982 | Existing | 2012 | Existing | 570 | 0 | TRUE | - SBR Contract for winter 14/15 (10/11/2014)
LITTL002 | Littlebrook D | LITTD2 | LITT40 | Oil | Oil | FALSE | FALSE | FALSE | TRUE | RWE Npower Ltd | NGET | A8 | NGC South | 1982 | Existing | 2012 | Existing | 570 | 0 | TRUE | - SBR Contract for winter 14/15 (10/11/2014)
LITTL003 | Littlebrook D GT | LITT1G | LITT40 | Gas | GT | FALSE | FALSE | FALSE | TRUE | RWE Npower Ltd | NGET | A8 | NGC South | 1982 | Existing | 2012 | Existing | 35 | 0 | TRUE
LITTL003 | Littlebrook D GT | LITT2G | LITT40 | Gas | GT | FALSE | FALSE | FALSE | TRUE | RWE Npower Ltd | NGET | A8 | NGC South | 1982 | Existing | 2012 | Existing | 35 | 0 | TRUE
LITTL003 | Littlebrook D GT | LITT3G | LITT40 | Gas | GT | FALSE | FALSE | FALSE | TRUE | RWE Npower Ltd | NGET | A8 | NGC South | 1982 | Existing | 2012 | Existing | 35 | 0 | TRUE
LIVIS001 | Livishie | LIVI-1 | LIVI | Hydro | Hydro | FALSE | FALSE | FALSE | TRUE | SSE Ltd | SHET | T1 | SSE South | 1962 | Existing | 2012 | Existing | 15 | 0 | TRUE
LLAND001 | Llandinam Repowering | AM-LLARW-1 |  | Wind | Onshore Wind | FALSE | FALSE | FALSE | TRUE | Scottish Power Ltd | NGET | L5 | NGC South |  | Future |  | Existing | 117 | 0 | FALSE | This is in Wales. It has a current TEC of 31MW according to RenewableUK and is currently operational so you would assume it would be connected to the distribution network. There is no record of it in either the TEC or embedded registers. MLP 10/12/2014.
LOCHA001 | Lochay | LOCH-1 | LOCH | Hydro | Hydro | FALSE | FALSE | FALSE | TRUE | SSE Ltd | SHET | T4 | SSE South | 1958 | Existing | 2012 | Existing | 24 | 0 | TRUE
LOCHA001 | Lochay | LOCH-2 | LOCH | Hydro | Hydro | FALSE | FALSE | FALSE | TRUE | SSE Ltd | SHET | T4 | SSE South | 1958 | Existing | 2012 | Existing | 24 | 0 | TRUE
LOCHL001 | Lochluichart | AM-LUIC-1 |  | Wind | Onshore Wind | FALSE | FALSE | FALSE | TRUE | LZN Ltd | SHET | T1 | SSE North |  | Existing | 2013 | Existing | 69 | 0 | TRUE
LOCHU001 | Loch Urr | ES-LOUR-1 |  | Wind | Onshore Wind | FALSE | FALSE | FALSE | TRUE | E.ON Climate & Renewables UK Developments Ltd | SPTL | S1 | SP South |  | Future | 2018 | Awaiting Consents | 84 | 3 | TRUE
LONDO001 | London Array | LARYO-1 | CLEV4 | Wind | Offshore_Wind 2 | FALSE | FALSE | FALSE | TRUE | Dong Energy | NGET | C3 | NGC South | 2012 | Existing |  | Existing | 126 | 0 | TRUE
LONDO001 | London Array | LARYO-2 | CLEV4 | Wind | Offshore_Wind 2 | FALSE | FALSE | FALSE | TRUE | Dong Energy | NGET | C3 | NGC South | 2013 | Existing |  | Existing | 216 | 0 | TRUE
LONDO001 | London Array | LARYO-3 | CLEV4 | Wind | Offshore_Wind 2 | FALSE | FALSE | FALSE | TRUE | Dong Energy | NGET | C3 | NGC South | 2013 | Existing |  | Existing | 144 | 0 | TRUE
LONDO001 | London Array | LARYO-4 | CLEV4 | Wind | Offshore_Wind 2 | FALSE | FALSE | FALSE | TRUE | Dong Energy | NGET | C3 | NGC South | 2013 | Existing |  | Existing | 144 | 0 | TRUE
LONGA001 | Longannet | LOAN-1 | LOAN2 | Coal | Coal | FALSE | FALSE | FALSE | FALSE | Scottish Power Ltd | SPTL | S5 | SP North | 1972 | Existing | 2012 | Existing | 571 | 0 | TRUE | - Longannet have not entered a bid for the capacity market for 2018/19. Generator may close post winter 2015/16 due to financial issues (Greg Hunt 04/12/2014 Source: http://www.bbc.co.uk/news/uk-scotland-edinburgh-east-fife-29500069)
LONGA001 | Longannet | LOAN-2 | LOAN2 | Coal | Coal | FALSE | FALSE | FALSE | FALSE | Scottish Power Ltd | SPTL | S5 | SP North | 1972 | Existing | 2012 | Existing | 571 | 0 | TRUE | - Longannet have not entered a bid for the capacity market for 2018/19. Generator may close post winter 2015/16 due to financial issues (Greg Hunt 04/12/2014 Source: http://www.bbc.co.uk/news/uk-scotland-edinburgh-east-fife-29500069)
LONGA001 | Longannet | LOAN-3 | LOAN2 | Coal | Coal | FALSE | FALSE | FALSE | FALSE | Scottish Power Ltd | SPTL | S5 | SP North | 1972 | Existing | 2012 | Existing | 571 | 0 | TRUE | - Longannet have not entered a bid for the capacity market for 2018/19. Generator may close post winter 2015/16 due to financial issues (Greg Hunt 04/12/2014 Source: http://www.bbc.co.uk/news/uk-scotland-edinburgh-east-fife-29500069)
LONGA001 | Longannet | LOAN-4 | LOAN2 | Coal | Coal | FALSE | FALSE | FALSE | FALSE | Scottish Power Ltd | SPTL | S5 | SP North | 1972 | Existing | 2012 | Existing | 571 | 0 | TRUE | - Longannet have not entered a bid for the capacity market for 2018/19. Generator may close post winter 2015/16 due to financial issues (Greg Hunt 04/12/2014 Source: http://www.bbc.co.uk/news/uk-scotland-edinburgh-east-fife-29500069)
LONGB001 | Long Burn | ES-LONG-1 |  | Wind | Onshore Wind | FALSE | FALSE | FALSE | TRUE | Longburn Wind Farm Limited | SPTL |  |  |  | Future | 2022 | Scoping | 60 | 2 | TRUE
LONGP001 | Longpark | AM-LOPA-1 | LOPA | Wind | Onshore Wind | FALSE | FALSE | FALSE | TRUE | Longpark Windfarm Ltd | SPTL | S1 | SP South |  | Existing | 2012 | Existing | 38 | 0 | TRUE
LORGW001 | Lorg | ES-LORG-1 | Lorg Wind Farm 132/32kV | Wind | Onshore Wind | FALSE | FALSE | FALSE | TRUE | E.on Climate and Renewables Uk Developments Limite | SPTL |  |  |  | Future | 2022 | Scoping | 66 | 2 | TRUE
LUICH001 | Luichart | LUIC-1 | LUIC | Hydro | Hydro | FALSE | FALSE | FALSE | TRUE | SSE Ltd | SHET | T1 | SSE North | 1954 | Existing | 2012 | Existing | 17 | 0 | TRUE
LUICH001 | Luichart | LUIC-2 | LUIC | Hydro | Hydro | FALSE | FALSE | FALSE | TRUE | SSE Ltd | SHET | T1 | SSE North | 1954 | Existing | 2012 | Existing | 17 | 0 | TRUE
LYNEM001 | Lynemouth | ALCN-1 | áALCA10 | Coal | Coal | FALSE | FALSE | FALSE | FALSE | RWE Npower Ltd | NGET | Q6 | NGC North | 1971 | Existing | 2012 | Existing | 420 | 0 | TRUE | - Awarded investment contract for biomass conversion (Greg Hunt 24/12/2014) - FID in 2014 (Greg Hunt 24/12/2014) - Biomass TEC is 376MW (Greg Hunt 24/12/2014)
LYNEM002 | Lynemouth conversion | AM-ALCNBI-2 | Blyth 132 | Biomass | Biomass Conversion | FALSE | FALSE | FALSE | TRUE | RWE Npower Ltd | NGET | Q6 | NGC North |  | Future |  | Scoping | 366 | 1 | FALSE | - No FID on this conversion yet. Timescales are looking tight, the conversion needs to be completed for 2016 (if they are to remain operational) - (121 meeting updated - 12/11/2014) - Conversion is eligible for funding from DECC (Greg Hunt - 15/01/2014
MARCH001 | Marchwood | MRWD-1 | MAW040 | Gas | CCGT_Exist | TRUE | FALSE | FALSE | FALSE | Marchwood Power Ltd | NGET | B2 | NGC South | 2009 | Existing | 2012 | Existing | 900 | 0 | TRUE
MAREX001 | Marex | ES-ORGA-1 | Connahs Quay 400kV | Pumped_Storage | Pumped_Storage | FALSE | FALSE | FALSE | TRUE | Organic Power Ltd | NGET | M5 | SP North |  | Future | 2018 | Scoping | 1500 | 2 | TRUE | - Project Website (Greg Hunt 13/01/2014 Link: http://www.organicpower.ie/pdf/glinsk/MAREX%20Web%20Brochure%20Issue%201,%207%20September%202011.pdf)
MARGR001 | Margree | AM-MARG-1 |  | Wind | Onshore Wind | FALSE | FALSE | FALSE | TRUE | NBW Wind Energy Ltd | SPTL | S1 | SP South |  | Future | 2016 | Awaiting Consents | 42 | 3 | TRUE | Status amended from "Awaiting Consents" to Scoping as per the TEC register as no other information relating to an application can be found at present. MLP 07/01/2015
MARKH001 | Mark Hill | MAHIW-1 | MAHI | Wind | Onshore Wind | FALSE | FALSE | FALSE | TRUE | ScottishPower Renewables (UK) Ltd | SPTL | S1 | SP South |  | Existing | 2012 | Existing | 53 | 0 | TRUE
MARKI001 | Markinch Biomass CHP Plant | RTHES-1 |  | Biomass | Biomass | FALSE | FALSE | FALSE | TRUE | RWE Npower Ltd | SPTL | S5 | SP South |  | Existing | 2013 | Existing | 52 | 0 | TRUE
MEDWA001 | Medway | MEDP-1 | MEDW40 | Gas | CCGT_Exist | FALSE | FALSE | FALSE | FALSE | SSE Ltd | NGET | C3 | NGC South | 1995 | Existing | 2013 | Existing | 700 | 0 | TRUE | Returned from mothball 2013
MIDDL001 | Middle Muir | ES-MIDD-1 |  | Wind | Onshore Wind | FALSE | FALSE | FALSE | TRUE | Banks Renewables (Middle Muir Wind Farm) Limited | SPTL | S1 | SP South |  | Future | 2018 | Consents Approved | 51 | 4 | TRUE
MIDHI001 | Mid Hill | MDHLW-1 | MIHW | Wind | Onshore Wind | FALSE | FALSE | FALSE | TRUE | Fred Olsen Renewables | SHET | T2 | SSE South |  | Existing | 2013 | Existing | 75 | 0 | TRUE
MILLE001 | Millennium | MILWW-1 | MILW | Wind | Onshore Wind | FALSE | FALSE | FALSE | TRUE | Millennium Wind Energy Ltd | SHET | T1 | SSE South |  | Existing | 2012 | Existing | 65 | 0 | TRUE | Owner updated from Falck Renewables to Millennium Wind Energy Ltd as per the TEC register. MLP 07/01/2015
MILLE002 | Millennium South | ES-MILL-1 |  | Wind | Onshore Wind | FALSE | FALSE | FALSE | TRUE | Falck Renewables Wind Ltd | SHET | T1 | SSE South |  | Future | 2016 | Awaiting Consents | 50 | 3 | TRUE | - Phased project: 25MW is due 01/04/2016 and a further 25MW due 01/10/2021.
MINSC001 | Minsca | MINSW-1 | MINS | Wind | Onshore Wind | FALSE | FALSE | FALSE | TRUE | Minsca Wind Farm (Scotland) Ltd | SPTL | S1 | SP South |  | Existing | 2012 | Existing | 38 | 0 | TRUE
MOORH001 | Moorhouse Farmers | ES-MOOR-1 |  | Wind | Onshore Wind | FALSE | FALSE | FALSE | TRUE | Falck Renewables | SPTL | S4 | SP North |  | Existing |  | Existing | 48 | 0 | TRUE
MOORS001 | Moorside | AM-SEFI-2 |  | Nuclear | Nuclear_EPR | FALSE | FALSE | FALSE | TRUE | Nu Gen | NGET | R6 | NGC North |  | Future | 2024 | Scoping | 1129 | 2 | TRUE | - FID expected in 2015 (Greg Hunt 02/12/2013 - Source: http://www.nugeneration.com/timeline.html)
MOORS001 | Moorside | AM-SEFI-3 |  | Nuclear | Nuclear_EPR | FALSE | FALSE | FALSE | TRUE | Nu Gen | NGET | R6 | NGC North |  | Future | 2025 | Scoping | 1129 | 2 | TRUE | - FID expected in 2015 (Greg Hunt 02/12/2013 - Source: http://www.nugeneration.com/timeline.html)
MOORS001 | Moorside | ES-SEFI-4 |  | Nuclear | Nuclear_EPR | FALSE | FALSE | FALSE | TRUE | Nu Gen | NGET | R6 | NGC North |  | Future | 2026 | Scoping | 1129 | 2 | TRUE | - FID expected in 2015 (Greg Hunt 02/12/2013 - Source: http://www.nugeneration.com/timeline.html)
MORAY001 | Moray Firth | AM-MORF-1 |  | Wind | Offshore_Wind 3 | FALSE | FALSE | FALSE | TRUE | Repsol & EDP Renewables | SHET | T2 | SSE North |  | Future | 2018 | Awaiting Consents | 504 | 3 | TRUE
MORAY001 | Moray Firth | AM-MORF-2 |  | Wind | Offshore_Wind 3 | FALSE | FALSE | FALSE | TRUE | Repsol & EDP Renewables | SHET | T2 | SSE North |  | Future | 2021 | Awaiting Consents | 496 | 3 | TRUE
MORIS001 | Moriston | ES-MORI-1 |  | Wind | Onshore Wind | FALSE | FALSE | FALSE | TRUE | E.ON Climate & Renewables UK Developments Ltd | SHET |  |  |  | Future | 2021 | Scoping | 63 | 2 | TRUE
MOSSF001 | Mossford | MOSS-1 | MOSS | Hydro | Hydro | FALSE | FALSE | FALSE | TRUE | SSE Ltd | SHET | T1 | SSE North | 1957 | Existing | 2012 | Existing | 7 | 0 | TRUE
MOSSF001 | Mossford | MOSS-2 | MOSS | Hydro | Hydro | FALSE | FALSE | FALSE | TRUE | SSE Ltd | SHET | T1 | SSE North | 1957 | Existing | 2012 | Existing | 12 | 0 | TRUE
MOY001 | Moy | ES-MOY-1 |  | Wind | Onshore Wind | FALSE | FALSE | FALSE | TRUE | Eneco Wind UK Ltd | SHET | T1 | SSE South |  | Future |  | Under Construction | 60 | 6 | TRUE | There are no details of this wind farm either the TEC register or the embedded register. This info has been taken from RenewableUK and the Eneco website. Updated by MLP 10/12/2014
MUAIT001 | Muaithebheal | AM-MUAW-1 |  | Wind | Onshore Wind | FALSE | FALSE | FALSE | TRUE | Uisenis Power Ltd | SHET | T1 | SSE North |  | Future | 2019 | Consents Approved | 150 | 4 | TRUE
NANT001 | Nant | NANT-1 | LOCN | Hydro | Hydro | FALSE | FALSE | FALSE | TRUE | SSE Ltd | SHET | T3 | SSE South | 1963 | Existing | 2012 | Existing | 15 | 0 | TRUE
NAVIT001 | Navitus Bay Offshore Wind Platform 1 | AM-IOWW-1 | MANN40 | Wind | Offshore_Wind 3 | FALSE | FALSE | FALSE | TRUE | EDF | NGET | E6 | NGC South |  | Future | 2017 | Awaiting Consents | 368 | 3 | TRUE | - Latest intelligence suggests this project is being scaled back to a total of 630MW across the three stages (Greg Hunt - 04/12/2014 Source; http://www.bbc.co.uk/news/uk-england-dorset-29944618) - Other intel suggests that this project is facing consider
NAVIT002 | Navitus Bay Offshore Wind Platform 2 | AM-IOWW-2 | MANN40 | Wind | Offshore_Wind 3 | FALSE | FALSE | FALSE | TRUE | EDF | NGET | E6 | NGC South |  | Future | 2018 | Awaiting Consents | 368 | 3 | TRUE | - Latest intelligence suggests this project is being scaled back to a total of 630MW across the three stages (Greg Hunt - 04/12/2014 Source; http://www.bbc.co.uk/news/uk-england-dorset-29944618) - Other intel suggests that this project is facing consider
NAVIT003 | Navitus Bay Offshore Wind Platform 3 | AM-IOWW-3 | MANN40 | Wind | Offshore_Wind 3 | FALSE | FALSE | FALSE | TRUE | EDF | NGET | E6 | NGC South |  | Future | 2019 | Awaiting Consents | 368 | 3 | TRUE | - Latest intelligence suggests this project is being scaled back to a total of 630MW across the three stages (Greg Hunt - 04/12/2014 Source; http://www.bbc.co.uk/news/uk-england-dorset-29944618) - Other intel suggests that this project is facing consider
NEART001 | Neart na Gaoithe | AM-NNGO-1 |  | Wind | Offshore_Wind STW | FALSE | FALSE | FALSE | TRUE | Mainstream | SPTL | S1 | SP South |  | Future | 2016 | Consents Approved | 450 | 4 | TRUE | - Consents granted (Source: CS Monthly Report September 2014) - Pre-qualified for government funding (Greg Hunt 29/10/2013 - Source: GOV.UK Link: https://www.gov.uk/government/news/new-projects-pass-first-hurdle-to-secure-government-guarantee-for-infrast
NEWFI001 | Newfield | AM-NEWF-1 |  | Wind | Onshore Wind | FALSE | FALSE | FALSE | TRUE | Wind Energy (Newfield) Ltd | SPTL | S1 | SP South |  | Future | 2016 | Awaiting Consents | 52 | 3 | TRUE
NOVAR001 | Novar | NOVAW-1 | NOVA | Wind | Onshore Wind | FALSE | FALSE | FALSE | TRUE | RWE Npower Ltd | SHET | T5 | SSE North |  | Existing | 2012 | Existing | 18 | 0 | TRUE
NOVAR002 | Novar 2 | NOVAW-2 | NOVA | Wind | Onshore Wind | FALSE | FALSE | FALSE | TRUE | Novar 2 Wind Farm Ltd | SHET | T5 | SSE North |  | Existing | 2012 | Existing | 32 | 0 | TRUE
OLDBU001 | Oldbury C | AM-OLDC-1 | OLDS4 | Nuclear | Nuclear_ABWR | FALSE | FALSE | FALSE | TRUE | Horizon | NGET | G7 | NGC South |  | Future | 2023 | Scoping | 1600 | 2 | TRUE
OLDBU002 | Oldbury-on-Severn | AM-OLOS-1 | OLDS4 | Nuclear | Nuclear_ABWR | FALSE | FALSE | FALSE | TRUE | Horizon | NGET | G7 | NGC South |  | Future | 2020 | Scoping | 1600 | 2 | TRUE
ORMON001 | Ormonde | OMNDO-1 | HEYS1 | Wind | Offshore_Wind 1 | FALSE | FALSE | FALSE | TRUE | Vattenfall Ltd | NGET | R5 | NGC North | 2011 | Existing | 2012 | Existing | 150 | 0 | TRUE
ORRIN001 | Orrin | ORRI-1 | ORRI | Hydro | Hydro | FALSE | FALSE | FALSE | TRUE | SSE Ltd | SHET | T1 | SSE North | 1959 | Existing | 2012 | Existing | 18 | 0 | TRUE
PAULS001 | Paul's Hill | PAUHW-1 | PAUH | Wind | Onshore Wind | FALSE | FALSE | FALSE | TRUE | Pauls Hill Wind Ltd | SHET | T1 | SSE South |  | Existing | 2012 | Existing | 70 | 0 | TRUE
PEMBR001 | Pembroke | PEMB-11 | PEMB | Gas | CCGT_Exist | TRUE | FALSE | FALSE | FALSE | RWE Npower Ltd | NGET | H6 | NGC South | 2012 | Existing | 2012 | Existing | 440 | 0 | TRUE | - No plans to invest in this plant to make it "CCS ready" (LM RWE 121 - 10/11/2014)
PEMBR001 | Pembroke | PEMB-21 | PEMB | Gas | CCGT_Exist | TRUE | FALSE | FALSE | FALSE | RWE Npower Ltd | NGET | H6 | NGC South | 2012 | Existing | 2012 | Existing | 440 | 0 | TRUE | - No plans to invest in this plant to make it "CCS ready" (LM RWE 121 - 10/11/2014)
PEMBR001 | Pembroke | PEMB-31 | PEMB | Gas | CCGT_Exist | TRUE | FALSE | FALSE | FALSE | RWE Npower Ltd | NGET | H6 | NGC South | 2012 | Existing | 2012 | Existing | 440 | 0 | TRUE | - No plans to invest in this plant to make it "CCS ready" (LM RWE 121 - 10/11/2014)
PEMBR001 | Pembroke | PEMB-41 | PEMB | Gas | CCGT_Exist | TRUE | FALSE | FALSE | FALSE | RWE Npower Ltd | NGET | H6 | NGC South | 2012 | Existing | 2012 | Existing | 440 | 0 | TRUE | - No plans to invest in this plant to make it "CCS ready" (LM RWE 121 - 10/11/2014)
PEMBR001 | Pembroke | PEMB-51 | PEMB | Gas | CCGT_Exist | TRUE | FALSE | FALSE | FALSE | RWE Npower Ltd | NGET | H6 | NGC South | 2012 | Existing | 2012 | Existing | 439 | 0 | TRUE | - No plans to invest in this plant to make it "CCS ready" (LM RWE 121 - 10/11/2014)
PEMBR002 | Pembroke CHP (South Hook CHP) | ES-PEMB-1 |  | Gas | CHP | TRUE | FALSE | FALSE | FALSE | Qatar Petroleum International Ltd | NGET | H6 | NGC South |  | Future | 2016 | Consents Approved | 490 | 4 | TRUE | - If FID is taken construction is expected to start in 2015 and to be operational by 2018 (Greg Hunt 04/12/2014 Source: https://www.gov.uk/government/news/south-hook-chp-plant-moves-a-step-closer-to-being-built)
PENCL001 | Pencloe | AM-PENC-1 |  | Wind | Onshore Wind | FALSE | FALSE | FALSE | TRUE | Pencloe Wind Energy Ltd | SPTL | S1 | SP South |  | Future | 2016 | Awaiting Consents | 96 | 3 | TRUE | TEC is phased. 63MW effective from 30/09/2016. A further 33MW becoming effective 31/10/2022
PENTL001 | Pentland Road | PTLDW-1 |  | Wind | Onshore Wind | FALSE | FALSE | FALSE | TRUE | Pentland Road Windfarm Ltd | SHET | T1 | SSE North |  | Existing | 2012 | Existing | 18 | 0 | TRUE
PENYC001 | Pen Y Cymoedd | AM-RHIGW-1 | RHIG4 | Wind | Onshore Wind | FALSE | FALSE | FALSE | TRUE | Pen Y Cymoedd Wind Farm Ltd | NGET | H6 | NGC South |  | Future | 2016 | Consents Approved | 228 | 4 | TRUE
PETER001 | Peterborough | PETEM1 | WALP11 | Gas | CCGT_Exist | FALSE | FALSE | FALSE | FALSE | Centrica Ltd | NGET | J1 | NGC South | 1993 | Existing | 2012 | Existing | 245 | 0 | TRUE | - Mod App signed to increase TEC from 245MW to 375MW from 01/04/2017 (Greg Hunt 04/12/2014 Source: CS Monthly Report July 2014)
PETER002 | Peterhead | PEHE-1 | PEHE | Gas | CCGT_Exist | FALSE | FALSE | FALSE | FALSE | SSE Ltd | SHET | T2 | SSE South | 1980 | Existing | 2012 | Existing | 1180 | 0 | TRUE | - SBR contract for winter 14/15 - TEC Reduction Notification received to reduce TEC from 1180MW to 400MW effective for winter 2014/15 (Greg Hunt 30/10/2013 Source: Customer Services / SSE Annoucement) - Latest intel suggests that the remaining 400MW at
PETER003 | Peterhead CCS | AM-PEHE-2 | PEHE | CCS | CCS_Gas | FALSE | FALSE | FALSE | TRUE | SSE Ltd | SHET | T2 | SSE South |  | Future |  | Scoping | 0 | 1 | FALSE
PITLO001 | Pitlochry | PITL-1 | PITL | Hydro | Hydro | FALSE | FALSE | FALSE | TRUE | SSE Ltd | SHET | T4 | SSE South | 1950 | Existing | 2012 | Existing | 8 | 0 | TRUE
PITLO001 | Pitlochry | PITL-2 | PITL | Hydro | Hydro | FALSE | FALSE | FALSE | TRUE | SSE Ltd | SHET | T4 | SSE South | 1950 | Existing | 2012 | Existing | 8 | 0 | TRUE
PROGR001 | Progress Power | ES-PROG-1 |  | Gas | OCGT | TRUE | FALSE | FALSE | FALSE | Progress Power | NGET | J3 |  |  | Future | 2019 | Awaiting Consents | 299 | 3 | TRUE
QUIXW001 | Quixwood | ES-QUIX-1 |  | Wind | Onshore Wind | FALSE | FALSE | FALSE | TRUE | Banks Renewables (Moor Wood Wind Farm) Limited | SPTL |  |  |  | Future | 2016 | Consents Approved | 32 | 4 | TRUE
QUOIC001 | Quoich | QUOI-1 | QUOI | Hydro | Hydro | FALSE | FALSE | FALSE | TRUE | SSE Ltd | SHET | T1 | SSE South | 1955 | Existing | 2012 | Existing | 18 | 0 | TRUE
RACEB001 | Race Bank | AM-WALPW-3 | WALP | Wind | Offshore_Wind 2 | FALSE | FALSE | FALSE | TRUE | DONG Energy | NGET | J1 | NGC South |  | Future | 2015 | Consents Approved | 500 | 4 | TRUE | - DONG have signed a mod app to increase their TEC to 565MW and delay completion date until until 01/01/2017 (stage 1 160MW stage 2 405MW on 01/04/2015) - Centrica sold this project to DONG Energy in December 2013 (Greg Hunt - 24/12/2013) - Constructio
RAMPI001 | Rampion (Hastings) | AM-RAMP-1 | BOLN40 | Wind | Offshore_Wind 3 | FALSE | FALSE | FALSE | TRUE | E.ON UK plc | NGET | B1 | NGC South |  | Future | 2015 | Consents Approved | 332 | 4 | TRUE | - Rampion scaled back to 400MW (Greg Hunt 04/12/2014 Source; EON annoucement on 24/11/2014) - TEC Register still states 664Mw as the total TEC although RenewableUK have revised their TEC to 400MW. MLP 14/01/2015.
RAMPI001 | Rampion (Hastings) | AM-RAMP-2 | BOLN40 | Wind | Offshore_Wind 3 | FALSE | FALSE | FALSE | TRUE | E.ON UK plc | NGET | B1 | NGC South |  | Future | 2016 | Consents Approved | 332 | 4 | TRUE | - Rampion scaled back to 400MW (Greg Hunt 04/12/2014 Source; EON annoucement on 24/11/2014) - TEC Register still states 664Mw as the total TEC although RenewableUK have revised their TEC to 400MW. MLP 14/01/2015.
RANNO001 | Rannoch | RANN-1 | RANN | Hydro | Hydro | FALSE | FALSE | FALSE | TRUE | SSE Ltd | SHET | T4 | SSE South | 1930 | Existing | 2012 | Existing | 15 | 0 | TRUE
RANNO001 | Rannoch | RANN-2 | RANN | Hydro | Hydro | FALSE | FALSE | FALSE | TRUE | SSE Ltd | SHET | T4 | SSE South | 1930 | Existing | 2012 | Existing | 15 | 0 | TRUE
RANNO001 | Rannoch | RANN-3 | RANN | Hydro | Hydro | FALSE | FALSE | FALSE | TRUE | SSE Ltd | SHET | T4 | SSE South | 1930 | Existing | 2012 | Existing | 15 | 0 | TRUE
RATCL001 | Ratcliffe-on-Soar | RATS-1 | RATS41 | Coal | Coal | TRUE | FALSE | FALSE | FALSE | E.ON UK plc | NGET | L7 | NGC South | 1968 | Existing | 2012 | Existing | 497 | 0 | TRUE | - Ratcliffe have opted into the IED and will be retro fitting SCR kit in order to capture CO2 emissions (Greg Hunt 30/10/2013 Source: Stakeholder Engagement Lilian Macleod E mail)
RATCL001 | Ratcliffe-on-Soar | RATS-2 | RATS41 | Coal | Coal | TRUE | FALSE | FALSE | FALSE | E.ON UK plc | NGET | L7 | NGC South | 1968 | Existing | 2012 | Existing | 497 | 0 | TRUE | - Ratcliffe have opted into the IED and will be retro fitting SCR kit in order to capture CO2 emissions (Greg Hunt 30/10/2013 Source: Stakeholder Engagement Lilian Macleod E mail)
RATCL001 | Ratcliffe-on-Soar | RATS-3 | RATS41 | Coal | Coal | TRUE | FALSE | FALSE | FALSE | E.ON UK plc | NGET | L7 | NGC South | 1968 | Existing | 2012 | Existing | 497 | 0 | TRUE | - Ratcliffe have opted into the IED and will be retro fitting SCR kit in order to capture CO2 emissions (Greg Hunt 30/10/2013 Source: Stakeholder Engagement Lilian Macleod E mail)
RATCL001 | Ratcliffe-on-Soar | RATS-4 | RATS41 | Coal | Coal | TRUE | FALSE | FALSE | FALSE | E.ON UK plc | NGET | L7 | NGC South | 1968 | Existing | 2012 | Existing | 497 | 0 | TRUE | - Ratcliffe have opted into the IED and will be retro fitting SCR kit in order to capture CO2 emissions (Greg Hunt 30/10/2013 Source: Stakeholder Engagement Lilian Macleod E mail)
RATCL002 | Ratcliffe-on-Soar GT | RATSGT-2 | RATS41 | Gas | GT | FALSE | FALSE | FALSE | TRUE | E.ON UK plc | NGET | L7 | NGC South | 1968 | Existing | 2012 | Existing | 17 | 0 | TRUE
RATCL002 | Ratcliffe-on-Soar GT | RATSGT-4 | RATS41 | Gas | GT | FALSE | FALSE | FALSE | TRUE | E.ON UK plc | NGET | L7 | NGC South | 1968 | Existing | 2012 | Existing | 17 | 0 | TRUE
ROBIN001 | Robin Rigg | RREW-1 | HARK1 | Wind | Offshore_Wind 1 | FALSE | FALSE | FALSE | TRUE | E.ON UK plc | NGET | Q8 | NGC North | 2010 | Existing | 2012 | Existing | 92 | 0 | TRUE
ROBIN001 | Robin Rigg | RRWW-1 | HARK1 | Wind | Offshore_Wind 1 | FALSE | FALSE | FALSE | TRUE | E.ON UK plc | NGET | Q8 | NGC North | 2010 | Existing | 2012 | Existing | 92 | 0 | TRUE
ROCKS001 | Rocksavage | ROCK-1 | ROCK40 | Gas | CCGT_Exist | FALSE | FALSE | FALSE | FALSE | Intergen | NGET | N3 | NGC South | 1997 | Existing | 2012 | Existing | 810 | 0 | TRUE
ROSEH001 | Rosehall | RSHLW-1 |  | Wind | Onshore Wind | FALSE | FALSE | FALSE | TRUE | E.ON UK plc | SHET | T5 | SSE North |  | Existing | 2012 | Existing | 25 | 0 | TRUE
ROTHM001 | Rothmaise | ES-ROTH-1 | Rothiemorman | Wind | Onshore Wind | FALSE | FALSE | FALSE | TRUE | WPD Rothmaise Limited | SHET |  |  |  | Future | 2020 | Awaiting Consents | 12 | 3 | TRUE
RUGEL001 | Rugeley B | RUGPS-6 | RUGE40 | Coal | Coal | FALSE | TRUE | FALSE | FALSE | Int Power | NGET | L5 | NGC South | 1972 | Existing | 2012 | Existing | 484 | 0 | TRUE
RUGEL001 | Rugeley B | RUGPS-7 | RUGE40 | Coal | Coal | FALSE | TRUE | FALSE | FALSE | Int Power | NGET | L5 | NGC South | 1972 | Existing | 2012 | Existing | 484 | 0 | TRUE
RUGEL002 | Rugeley B GT | RUGGT-6 | RUGE40 | Gas | GT | FALSE | FALSE | FALSE | TRUE | Rugeley Power Ltd | NGET | L5 | NGC South | 1972 | Existing | 2012 | Existing | 25 | 0 | TRUE
RUGEL002 | Rugeley B GT | RUGGT-7 | RUGE40 | Gas | GT | FALSE | FALSE | FALSE | TRUE | Rugeley Power Ltd | NGET | L5 | NGC South | 1972 | Existing | 2012 | Existing | 25 | 0 | TRUE
RYEHO001 | Rye House | RYHPS-1 | RYEH40 | Gas | CCGT_Exist | FALSE | FALSE | FALSE | FALSE | Scottish Power Ltd | NGET | A9 | NGC South | 1993 | Existing | 2012 | Existing | 715 | 0 | TRUE | - SBR Contract for winter 14/15 (10/11/2014)
SALLA001 | Sallachy | AM-SALLW-1 |  | Wind | Onshore Wind | FALSE | FALSE | FALSE | TRUE | WKN Ltd | SHET | T5 | SSE North |  | Future | 2018 | Awaiting Consents | 66 | 3 | TRUE
SALTE001 | Saltend | SCCL-1 | SAES20 | Gas | CCGT_Exist | FALSE | FALSE | FALSE | FALSE | Int Power | NGET | P8 | NGC South | 1999 | Existing | 2012 | Existing | 367 | 0 | TRUE
SALTE001 | Saltend | SCCL-2 | SAES20 | Gas | CCGT_Exist | FALSE | FALSE | FALSE | FALSE | Int Power | NGET | P8 | NGC South | 1999 | Existing | 2012 | Existing | 367 | 0 | TRUE
SALTE001 | Saltend | SCCL-3 | SAES20 | Gas | CCGT_Exist | FALSE | FALSE | FALSE | FALSE | Int Power | NGET | P8 | NGC South | 1999 | Existing | 2012 | Existing | 367 | 0 | TRUE
SANDY001 | Sandy Knowe | ES-SAND-1 |  | Wind | Onshore Wind | FALSE | FALSE | FALSE | TRUE | Burcote Wind Renewables | SPTL | S1 | SP South |  | Future | 2022 | Scoping | 90 | 2 | TRUE
SANQU001 | Sanquhar | ES-SANQ-1 | Sanquhar 132/33kV | Wind | Onshore Wind | FALSE | FALSE | FALSE | TRUE | Sanquhar Community Wind Company Limited | SPTL |  |  |  | Future | 2022 | Consents Approved | 99 | 4 | TRUE | - Community Wind Power's own website states that consent has been granted. MLP 08/01/2015 - All available intelligence (other than the TEC register) states a maximum TEC of 50MW. RenewableUK state 36MW. MLP 14/01/2015.
SEABA001 | Seabank | SEAB-1 | SEAB4 | Gas | CCGT_Exist | FALSE | FALSE | FALSE | FALSE | Seabank Power Ltd | NGET | G7 | NGC South | 1998 | Existing | 2012 | Existing | 812 | 0 | TRUE
SEABA001 | Seabank | SEAB-2 | SEAB4 | Gas | CCGT_Exist | FALSE | FALSE | FALSE | FALSE | Seabank Power Ltd | NGET | G7 | NGC South | 1998 | Existing | 2012 | Existing | 422 | 0 | TRUE
SEABA002 | Seabank 3 | AM-SEAB-3 | SEAB4 | Gas | CCGT_New | TRUE | FALSE | FALSE | FALSE | SSE Ltd | NGET | G7 | NGC South |  | Future | 2021 | Scoping | 1200 | 2 | TRUE | - Last of future gas fleet that will be considered (LM 121 Angus Macrae 15/12/2014) - Connection date slipped from 2019 to 2021 (10/11/2014) - FID not expected until 2016 at the earliest - TEC register states TEC of 1200MW but SSE website refers to an
SELLA001 | Sellafield CHP | FELL-1 | SEFI10 | Gas | CHP | FALSE | FALSE | FALSE | FALSE | NDA | NGET | R6 | NGC North | 1993 | Existing | 2012 | Existing | 155 | 0 | TRUE
SEVER002 | Severn Power | SVRP-10 | USKM2 | Gas | CCGT_Exist | TRUE | FALSE | FALSE | FALSE | MPF Holdings Limited | NGET | H2 | NGC South | 2011 | Existing | 2012 | Existing | 425 | 0 | TRUE | - DONG Energy have closed the sale of this plant for £350m to a consortium of investors led by Macquarie (Greg Hunt - 18/12/2013 Link: http://www.dongenergy.com/EN/Media/Newsroom/Pages/Company_announcements_details.aspx?omxid=723923) - Press release de
SEVER002 | Severn Power | SVRP-20 | USKM2 | Gas | CCGT_Exist | TRUE | FALSE | FALSE | FALSE | MPF Holdings Limited | NGET | H2 | NGC South | 2011 | Existing | 2012 | Existing | 425 | 0 | TRUE | - DONG Energy have closed the sale of this plant for £350m to a consortium of investors led by Macquarie (Greg Hunt - 18/12/2013 Link: http://www.dongenergy.com/EN/Media/Newsroom/Pages/Company_announcements_details.aspx?omxid=723923) - Press release de
SHERI001 | Sheringham Shoal | SHRSO-1 | NORW10 (embedded) | Wind | Offshore_Wind 2 | FALSE | FALSE | FALSE | TRUE | Scira Offshore Energy Ltd | NGET | J3 | NGC South | 2012 | Existing |  | Existing | 158 | 0 | TRUE | Updated TEC Register name MLP 11/12/2014.
SHERI001 | Sheringham Shoal | SHRSO-2 | NORW10 (embedded) | Wind | Offshore_Wind 2 | FALSE | FALSE | FALSE | TRUE | Scira Offshore Energy Ltd | NGET | J3 | NGC South | 2012 | Existing |  | Existing | 158 | 0 | TRUE | Updated TEC Register name MLP 11/12/2014.
SHIN001 | Shin | SHIN-1 | SHIN | Hydro | Hydro | FALSE | FALSE | FALSE | TRUE | SSE Ltd | SHET | T5 | SSE North | 1958 | Existing | 2012 | Existing | 9 | 0 | TRUE
SHIN001 | Shin | SHIN-2 | SHIN | Hydro | Hydro | FALSE | FALSE | FALSE | TRUE | SSE Ltd | SHET | T5 | SSE North | 1958 | Existing | 2012 | Existing | 9 | 0 | TRUE
SHORE001 | Shoreham | SHOS-1 | SERX1 | Gas | CCGT_Exist | FALSE | FALSE | FALSE | FALSE | Scottish Power Ltd | NGET | B1 | NGC South | 2000 | Existing | 2013 | Existing | 420 | 0 | TRUE
SIZEW001 | Sizewell B | SIZB-1 | SIZE40 | Nuclear | Nuclear_PWR | FALSE | FALSE | FALSE | TRUE | EDF | NGET | J2 | NGC South | 1995 | Existing |  | Existing | 606 | 0 | TRUE
SIZEW001 | Sizewell B | SIZB-2 | SIZE40 | Nuclear | Nuclear_PWR | FALSE | FALSE | FALSE | TRUE | EDF | NGET | J2 | NGC South | 1995 | Existing |  | Existing | 606 | 0 | TRUE
SIZEW002 | Sizewell C | AM-SIZC-1 | SIZEC (new) | Nuclear | Nuclear_EPR | FALSE | FALSE | FALSE | TRUE | EDF | NGET | J2 | NGC South |  | Future | 2020 | Scoping | 1670 | 2 | TRUE | Second most likely Nuclear plant for EDF and is to follow Hinkley Point C TEC Register splits this into 2 stages
SIZEW002 | Sizewell C | AM-SIZC-2 | SIZEC (new) | Nuclear | Nuclear_EPR | FALSE | FALSE | FALSE | TRUE | EDF | NGET | J2 | NGC South |  | Future | 2021 | Scoping | 1670 | 2 | TRUE | Second most likely Nuclear plant for EDF and is to follow Hinkley Point C TEC Register splits this into 2 stages
SLOY001 | Sloy | SLOY-1 | SLOY | Hydro | Hydro | FALSE | FALSE | FALSE | TRUE | SSE Ltd | SHET | T3 | SSE South | 1950 | Existing | 2012 | Existing | 36 | 0 | TRUE
SLOY001 | Sloy | SLOY-2 | SLOY | Hydro | Hydro | FALSE | FALSE | FALSE | TRUE | SSE Ltd | SHET | T3 | SSE South | 1950 | Existing | 2012 | Existing | 40 | 0 | TRUE
SLOY001 | Sloy | SLOY-3 | SLOY | Hydro | Hydro | FALSE | FALSE | FALSE | TRUE | SSE Ltd | SHET | T3 | SSE South | 1950 | Existing | 2012 | Existing | 40 | 0 | TRUE
SLOY001 | Sloy | SLOY-4 | SLOY | Hydro | Hydro | FALSE | FALSE | FALSE | TRUE | SSE Ltd | SHET | T3 | SSE South | 1950 | Existing | 2012 | Existing | 36 | 0 | TRUE
SOLWA001 | Solway Bank | ES-SOLW-1 | Chapelcross 132/33Kv Substation | Wind | Onshore Wind | FALSE | FALSE | FALSE | TRUE | RES UK & Ireland Ltd | SPTL |  |  |  | Future | 2016 | Consents Approved | 35 | 4 | TRUE
SOUTH001 | South Humber Bank | SHBA-1 | SHBA40 | Gas | CCGT_Exist | FALSE | FALSE | FALSE | FALSE | Centrica Ltd | NGET | P7 | NGC South | 1996 | Existing | 2012 | Existing | 769 | 0 | TRUE | - Centrica confirmed their intention to sell this plant at some stage (121 Meeting - updated 12/11/2014) - Mod App signed to increase TEC from 1285MW to 1365MW from 01/04/2017 (Greg Hunt 04/12/2014 Source: CS Monthly Report July 2014)
SOUTH001 | South Humber Bank | SHBA-2 | SHBA40 | Gas | CCGT_Exist | FALSE | FALSE | FALSE | FALSE | Centrica Ltd | NGET | P7 | NGC South | 1996 | Existing | 2012 | Existing | 516 | 0 | TRUE | - Centrica confirmed their intention to sell this plant at some stage (121 Meeting - updated 12/11/2014) - Mod App signed to increase TEC from 1285MW to 1365MW from 01/04/2017 (Greg Hunt 04/12/2014 Source: CS Monthly Report July 2014)
SOUTH002 | Southampton Biomass | ES-SOUT-1 |  | Biomass | Biomass | FALSE | FALSE | FALSE | TRUE | Helius Energy | NGET | B2 | NGC South |  | Future |  | Scoping | 0 | 1 | FALSE
SOUTH003 | South Kyle | ES-SOUTK-1 |  | Wind | Onshore Wind | FALSE | FALSE | FALSE | TRUE | Vattenfall Wind Power Ltd | SPTL | S1 | SP South |  | Future | 2018 | Awaiting Consents | 165 | 3 | TRUE
SPALD001 | Spalding | SPLN-1 | SPLN40 | Gas | CCGT_Exist | TRUE | FALSE | FALSE | FALSE | Intergen | NGET | K1 | NGC South | 2004 | Existing | 2012 | Existing | 880 | 0 | TRUE | - Mod App to decrease TEC to 625MW from 01/10/2018 (Greg Hunt 12/12/2014)
SPALD002 | Spalding Energy Expansion | AM-SPLN-2 | SPLN40 | Gas | CCGT_New | TRUE | FALSE | FALSE | FALSE | Intergen | NGET | K1 | NGC South |  | Future | 2017 | Consents Approved | 920 | 4 | TRUE | -The project is Carbon Capture Ready (01/09/2014) - Planned to become operational by 2018, dependent on the outcome of EMR (13/01/2014 Link: http://www.intergen.com/intergen-secures-once-in-a-generation-opportunity-2/) - Pre-qualified for government fun
SPITT001 | Spittal Hill | AM-SPIHW-1 |  | Wind | Onshore Wind | FALSE | FALSE | FALSE | TRUE | Spittal Hill Wind Farm Ltd | SHET | T5 | SSE North |  | Future | 2018 | Awaiting Consents | 21 | 3 | TRUE
STAYT001 | Staythorpe | STAY-1 | STAY | Gas | CCGT_Exist | TRUE | FALSE | FALSE | FALSE | RWE Npower Ltd | NGET | K5 | NGC South | 2010 | Existing | 2012 | Existing | 432 | 0 | TRUE | - No plans to invest in this plant to make it "CCS ready" (LM RWE 121 - 10/11/2014)
STAYT001 | Staythorpe | STAY-2 | STAY | Gas | CCGT_Exist | TRUE | FALSE | FALSE | FALSE | RWE Npower Ltd | NGET | K5 | NGC South | 2010 | Existing | 2012 | Existing | 432 | 0 | TRUE | - No plans to invest in this plant to make it "CCS ready" (LM RWE 121 - 10/11/2014)
STAYT001 | Staythorpe | STAY-3 | STAY | Gas | CCGT_Exist | TRUE | FALSE | FALSE | FALSE | RWE Npower Ltd | NGET | K5 | NGC South | 2010 | Existing | 2012 | Existing | 432 | 0 | TRUE | - No plans to invest in this plant to make it "CCS ready" (LM RWE 121 - 10/11/2014)
STAYT001 | Staythorpe | STAY-4 | STAY | Gas | CCGT_Exist | TRUE | FALSE | FALSE | FALSE | RWE Npower Ltd | NGET | K5 | NGC South | 2010 | Existing | 2012 | Existing | 432 | 0 | TRUE | - No plans to invest in this plant to make it "CCS ready" (LM RWE 121 - 10/11/2014)
STEVE001 | Steven's Croft | STCR-1 |  | Biomass | Biomass | FALSE | FALSE | FALSE | TRUE | E.ON UK plc | SPTL | S1 | SP South | 2008 | Existing | 2012 | Existing | 45 | 0 | TRUE
STFIL001 | St Fillans | SFIL-1 | SFIL | Hydro | Hydro | FALSE | FALSE | FALSE | TRUE | SSE Ltd | SHET | T4 | SSE South | 1957 | Existing | 2012 | Existing | 17 | 0 | TRUE
STONE001 | Stoneywood Mills | STOM-1 | STOM | Gas | CHP | FALSE | FALSE | FALSE | FALSE | Stoneywood | SHET | T1 | SSE South | 1989 | Existing |  | Existing | 12 | 0 | FALSE
STORN001 | Stornoway Wind Stage 1 | ES-STOR-1 | Stornoway 132/33kV Substation | Wind | Onshore Wind | FALSE | FALSE | FALSE | TRUE | Lewis Wind Power Limited | SHET | T1 | SSE South |  | Future | 2019 | Consents Approved | 39 | 4 | TRUE
STORN002 | Stornoway Wind Stage 2 | ES-STOR-2 | Stornoway 132/33kV Substation | Wind | Onshore Wind | FALSE | FALSE | FALSE | TRUE | Lewis Wind Power Limited | SHET | T1 | SSE South |  | Future | 2021 | Consents Approved | 91 | 4 | TRUE
STRAT001 | Strathy North & South | AM-STRW-1 | STRW | Wind | Onshore Wind | FALSE | FALSE | FALSE | TRUE | SSE Ltd | SHET | T5 | SSE North |  | Future | 2015 | Under Construction | 226 | 5 | TRUE | - Phased TEC. 76MW effective from 01/04/15, a further 150MW becoming effective 31/10/16. MLP 09/12/14. - According to the TEC register, they are still awaiting consent for the second phase of 150MW. MLP 08/01/2015
STRAT002 | Strathy Wood | ES-STRA-1 |  | Wind | Onshore Wind | FALSE | FALSE | FALSE | TRUE | E.ON Climate & Renewables UK Developments Ltd | SHET | T5 | SSE North |  | Future | 2020 | Awaiting Consents | 84 | 3 | TRUE
STRON001 | Stronelairg | ES-STON-1 |  | Wind | Onshore Wind | FALSE | FALSE | FALSE | TRUE | SSE Ltd | SHET | T1 | SSE South |  | Future | 2018 | Consents Approved | 241 | 4 | TRUE
STROU002 | Stroupster | STROW-1 | SLOW | Wind | Onshore Wind | FALSE | FALSE | FALSE | TRUE | Stroupster Wind Farm Ltd | SHET | T5 | SSE North |  | Future | 2014 | Under Construction | 32 | 6 | TRUE
SUTTO001 | Sutton Bridge B | ES-SUTTW-2 |  | Gas | CCGT_New | TRUE | FALSE | FALSE | FALSE | EDF | NGET | J1 | NGC South |  | Future |  | Scoping | 1800 | 1 | FALSE | - Applied for consents but still does not have a connection agreement (Greg Hunt - 13/01/2014 Link: http://newsroom.edfenergy.com/News-Releases/EDF-Energy-submits-amended-Application-for-Consent-for-Sutton-Bridge-B-dc.aspx)
SUTTO002 | Sutton Bridge A | SUTB-1 | SUTB4 | Gas | CCGT_Exist | FALSE | FALSE | FALSE | FALSE | Macquarie Consortium | NGET | J1 | NGC South | 1998 | Existing | 2012 | Existing | 819 | 0 | TRUE
TANGY001 | Tangy | TANGW-1 | TANG | Wind | Onshore Wind | FALSE | FALSE | FALSE | TRUE | SSE Ltd | SHET | T3 | SSE South |  | Existing | 2012 | Existing | 19 | 0 | TRUE | Tangy III is repowering for Tangy - turn off tangy when Tangy III comes on line
TANGY002 | Tangy III | ES-TANG-1 |  | Wind | Onshore Wind | FALSE | FALSE | FALSE | TRUE | SSE Renewables Ltd | SHET | T3 | SSE South |  | Future | 2020 | Awaiting Consents | 39 | 3 | TRUE | Tangy III is repowering for Tangy - turn off tangy when Tangy III comes on line
TAYLO001 | Taylors Lane | TAYL2G | WISD1 | Gas | OCGT | FALSE | FALSE | FALSE | FALSE | E.ON UK plc | NGET | A7 | NGC South | 1979 | Existing | 2012 | Existing | 144 | 0 | TRUE
TEESR001 | Tees Renewable Energy Plant | ES-TEES-1 |  | Biomass | Biomass | FALSE | FALSE | FALSE | TRUE | MGT Power Ltd | NGET | Q2 | NGC South |  | Future | 2016 | Consents Approved | 280 | 4 | TRUE | Expected to enter commercial operation in 2016 (Greg Hunt - 11/12/2013 Link: http://www.mgtteesside.com/) Talk to relevant CAM to assertain if this is currently Under Construction (Greg Hunt - 11/12/2013)
THAME001 | Thames Haven | AM-COSO-2 |  | Gas | CCGT_New | TRUE | FALSE | FALSE | FALSE | Intergen | NGET | C5 | NGC South |  | Future | 2018 | Consents Approved | 1096 | 4 | TRUE | - Planned to become operational by 2018, dependent on the outcome of EMR (Greg Hunt - 13/01/2014 Link: http://www.intergen.com/intergen-secures-once-in-a-generation-opportunity-2/) - Check installed capacity - TEC register states 1000MW, Intergen website
THANE001 | Thanet | THNTO-1 | RICH1 | Wind | Offshore_Wind 2 | FALSE | FALSE | FALSE | TRUE | Vattenfall Ltd | NGET | C7 | NGC South | 2010 | Existing | 2012 | Existing | 150 | 0 | TRUE
THANE001 | Thanet | THNTO-2 | RICH1 | Wind | Offshore_Wind 2 | FALSE | FALSE | FALSE | TRUE | Vattenfall Ltd | NGET | C7 | NGC South | 2010 | Existing | 2012 | Existing | 150 | 0 | TRUE
THORP001 | Thorpe Marsh | AM-THMR-1 | THOM40 (new) | Gas | CCGT_New | TRUE | FALSE | FALSE | FALSE | Acorn Power | NGET | P6 | NGC South |  | Future | 2017 | Consents Approved | 1200 | 4 | TRUE
TILBU002 | Tilbury C | AM-TILB-3 | TILB40 | Gas | CCGT_New | TRUE | FALSE | FALSE | FALSE | RWE Npower Ltd | NGET | C1 | NGC South |  | Future | 2019 | Awaiting Consents | 1800 | 3 | TRUE | - RWE still pessimistic about this project and if it does happen it will be some time way into the future, however they are keen to keep the site (2014 121 meeting - updated 12/11/2014)
TODDL001 | Toddleburn | TDBNW-1 | TODD | Wind | Onshore Wind | FALSE | FALSE | FALSE | TRUE | SSE Toddleburn Ltd | SPTL | S1 | SP North |  | Existing | 2012 | Existing | 28 | 0 | TRUE
TOMNA001 | Tom Nan Clach | AM-TONCW-1 |  | Wind | Onshore Wind | FALSE | FALSE | FALSE | TRUE | Infinergy Ltd | SHET | T1 | SSE North |  | Future | 2018 | Consents Approved | 75 | 4 | TRUE
TONGL001 | Tongland | TONG-1 | TONG | Hydro | Hydro | FALSE | FALSE | FALSE | TRUE | Scottish Power Ltd | SPTL | S1 | SP South | 1935 | Existing | 2012 | Existing | 11 | 0 | TRUE
TONGL001 | Tongland | TONG-2 | TONG | Hydro | Hydro | FALSE | FALSE | FALSE | TRUE | Scottish Power Ltd | SPTL | S1 | SP South | 1935 | Existing | 2012 | Existing | 11 | 0 | TRUE
TONGL001 | Tongland | TONG-3 | TONG | Hydro | Hydro | FALSE | FALSE | FALSE | TRUE | Scottish Power Ltd | SPTL | S1 | SP South | 1935 | Existing | 2012 | Existing | 11 | 0 | TRUE
TORMY001 | Tormywheel | TMYWW-1 | TORM | Wind | Onshore Wind | FALSE | FALSE | FALSE | TRUE | PM Renewables Ltd | SPTL | S5 | SP South |  | Future | 2015 | Consents Approved | 32 | 4 | TRUE | On Friday 21 March 2014 AES Wind Generation submitted a Section 42 application to West Lothian Council to extend the time period for commencement of the construction of Tormywheel wind farm for 2.5 years (http://www.renewables-map.co.uk/details.asp?pageid
TORNE001 | Torness | TORN-1 | TORN | Nuclear | Nuclear_AGR | FALSE | FALSE | FALSE | TRUE | EDF | SPTL | S1 | SP South | 1989 | Existing |  | Existing | 608 | 0 | TRUE
TORNE001 | Torness | TORN-2 | TORN | Nuclear | Nuclear_AGR | FALSE | FALSE | FALSE | TRUE | EDF | SPTL | S1 | SP South | 1989 | Existing |  | Existing | 608 | 0 | TRUE
TORRA001 | Torr Achilty | TORA-1 | TORA | Hydro | Hydro | FALSE | FALSE | FALSE | TRUE | SSE Ltd | SHET | T1 | SSE North | 1954 | Existing | 2012 | Existing | 15 | 0 | TRUE
TRAFF001 | Trafford Power | CARR-2 | CARR4 | Gas | CCGT_New | TRUE | FALSE | FALSE | FALSE | Wainstones | NGET | N2 | NGC South |  | Future | 2018 | Awaiting Consents | 1882 | 3 | TRUE | - Intel suggests that this will now connect in 2 stages: Stage One 1882MW - 30/09/2018 / Stage Two 2162MW - 31/10/2025 - Intel from September 2014 CS Report
TRAFF001 | Trafford Power | CARR-3 | CARR4 | Gas | CCGT_New | TRUE | FALSE | FALSE | FALSE | Wainstones | NGET | N2 | NGC South |  | Future | 2025 | Awaiting Consents | 2162 | 3 | TRUE | - Intel suggests that this will now connect in 2 stages: Stage One 1882MW - 30/09/2018 / Stage Two 2162MW - 31/10/2025 - Intel from September 2014 CS Report
TRITO001 | Triton Knoll | AM-TRIK-1 | BICF4 | Wind | Offshore_Wind 2 | FALSE | FALSE | FALSE | TRUE | RWE Npower Ltd | NGET | K4 | NGC South |  | Future | 2018 | Scoping | 300 | 2 | TRUE | - Expected issues with obtaining consents. CS & Renewables UK quite negative on this project. (Greg Hunt - 13/01/2014) - Latest Intelligence states the installed capacity of the project has been decreased from 1200MW to between 600 - 900MW (Greg Hunt -
TRITO001 | Triton Knoll | AM-TRIK-2 | BICF4 | Wind | Offshore_Wind 2 | FALSE | FALSE | FALSE | TRUE | RWE Npower Ltd | NGET | K4 | NGC South |  | Future | 2022 | Scoping | 300 | 2 | TRUE | - Expected issues with obtaining consents. CS & Renewables UK quite negative on this project. (Greg Hunt - 13/01/2014) - Latest Intelligence states the installed capacity of the project has been decreased from 1200MW to between 600 - 900MW (Greg Hunt -
TRITO001 | Triton Knoll | AM-TRIK-3 | BICF4 | Wind | Offshore_Wind 2 | FALSE | FALSE | FALSE | TRUE | RWE Npower Ltd | NGET | K4 | NGC South |  | Future | 2025 | Scoping | 300 | 2 | TRUE | - Expected issues with obtaining consents. CS & Renewables UK quite negative on this project. (Greg Hunt - 13/01/2014) - Latest Intelligence states the installed capacity of the project has been decreased from 1200MW to between 600 - 900MW (Greg Hunt -
TULLO001 | Tullo | TULW-1 | BRID | Wind | Onshore Wind | FALSE | FALSE | FALSE | TRUE | Eneco Wind UK Ltd | SHET | T2 | SSE South |  | Existing | 2012 | Existing | 17 | 0 | TRUE
TULLO002 | Tullo 2 | AM-TULW-2 |  | Wind | Onshore Wind | FALSE | FALSE | FALSE | TRUE | Eneco Wind UK Ltd | SHET | T2 | SSE North |  | Future | 2015 | Existing | 12 | 0 | TRUE
TULLY001 | Tullymurdoch | ES-TULL-1 | Coupar Angus | Wind | Onshore Wind | FALSE | FALSE | FALSE | TRUE | Element Power Limited | SHET |  |  |  | Future | 2018 | Consents Approved | 18 | 4 | TRUE | No record of this development in either the TEC or Embedded registers. MLP 13/01/2015
TUMME001 | Tummel | TUMB-1 | TUMB | Hydro | Hydro | FALSE | FALSE | FALSE | TRUE | SSE Ltd | SHET | T4 | SSE South | 1935 | Existing | 2012 | Existing | 34 | 0 | TRUE
TYNEB001 | Tyne Biomass | ES-TYNEW-1 |  | Biomass | Biomass | FALSE | FALSE | FALSE | TRUE | MGT Power Ltd | NGET | Q4 | NGC North |  | Future |  | Scoping | 280 | 1 | FALSE | 280MW - predicted TEC
ULZIE001 | Ulzieside | AM-ULZI-1 |  | Wind | Onshore Wind | FALSE | FALSE | FALSE | TRUE | NBW Wind Energy Ltd | SPTL | S1 | SP South |  | Future | 2016 | Awaiting Consents | 30 | 3 | TRUE | Owner NBW Wind Energy Ltd is connected to Ulzieside Wind Energy Limited who are stated as the owners in the TEC register - see http://www.endole.co.uk/company/SC386880/ulzieside-wind-energy-limited. MLP 13/01/2015
USKMO001 | Uskmouth | USKM-13 | UKSM1 | Coal | Coal | FALSE | FALSE | FALSE | FALSE | SSE Ltd | NGET | H2 | NGC South | 1959 | Existing | 2012 | Existing | 121 | 0 | TRUE | - Generator has signed an agreement to return 1 unit @ 115MW from February 2015 (Greg Hunt 14/01/2015) - Plant closed but has been aquired by 3rd party buyer (Greg Hunt 24/12/2014 Link: http://www.bbc.co.uk/news/uk-wales-south-east-wales-30484015)
USKMO001 | Uskmouth | USKM-14 | UKSM1 | Coal | Coal | FALSE | FALSE | FALSE | FALSE | SSE Ltd | NGET | H2 | NGC South | 1959 | Existing | 2012 | Existing | 121 | 0 | TRUE | - Generator has signed an agreement to return 1 unit @ 115MW from February 2015 (Greg Hunt 14/01/2015) - Plant closed but has been aquired by 3rd party buyer (Greg Hunt 24/12/2014 Link: http://www.bbc.co.uk/news/uk-wales-south-east-wales-30484015)
USKMO001 | Uskmouth | USKM-15 | UKSM1 | Coal | Coal | FALSE | FALSE | FALSE | FALSE | SSE Ltd | NGET | H2 | NGC South | 1959 | Existing | 2012 | Existing | 121 | 0 | TRUE | - Generator has signed an agreement to return 1 unit @ 115MW from February 2015 (Greg Hunt 14/01/2015) - Plant closed but has been aquired by 3rd party buyer (Greg Hunt 24/12/2014 Link: http://www.bbc.co.uk/news/uk-wales-south-east-wales-30484015)
VIKIN001 | Viking | AM-VIKE-1 |  | Wind | Onshore Wind | FALSE | FALSE | FALSE | TRUE | Viking Energy Ltd | SHET | T1 | SSE North |  | Future | 2018 | Consents Approved | 412 | 4 | TRUE
WALNE001 | Walney | WLNYO-2 | STAH1 | Wind | Offshore_Wind 2 | FALSE | FALSE | FALSE | TRUE | Dong Energy & SSE & Ampere & PGGM | NGET | R5 | NGC North | 2011 | Existing |  | Existing | 182 | 0 | TRUE
WALNE001 | Walney | WLNYW-1 | HEYS1 | Wind | Offshore_Wind 2 | FALSE | FALSE | FALSE | TRUE | Dong Energy & SSE & Ampere & PGGM | NGET | R5 | NGC North | 2011 | Existing |  | Existing | 182 | 0 | TRUE
WALNE002 | Walney Extension | AM-WLNYW-3 | Middleton(New) | Wind | Offshore_Wind 2.5 | FALSE | FALSE | FALSE | TRUE | Dong Energy & SSE & Ampere & PGGM | NGET | R5 | NGC North |  | Future | 2016 | Consents Approved | 660 | 4 | TRUE
WATHE001 | Wathegar 2 | ES-WATH-1 |  | Wind | Onshore Wind | FALSE | FALSE | FALSE | TRUE | Scottish Hydro Electric Power Distribution plc | SHET | T5 | SSE North |  | Future | 2018 | Consents Approved | 22 | 4 | TRUE
WESTB001 | West Burton A | WBUPS-1 | WBUR4 | Coal | Coal | FALSE | FALSE | FALSE | FALSE | EDF | NGET | K6 | NGC South | 1967 | Existing | 2012 | Existing | 474 | 0 | TRUE
WESTB001 | West Burton A | WBUPS-2 | WBUR4 | Coal | Coal | FALSE | FALSE | FALSE | FALSE | EDF | NGET | K6 | NGC South | 1967 | Existing | 2012 | Existing | 500 | 0 | TRUE
WESTB001 | West Burton A | WBUPS-3 | WBUR4 | Coal | Coal | FALSE | FALSE | FALSE | FALSE | EDF | NGET | K6 | NGC South | 1967 | Existing | 2012 | Existing | 500 | 0 | TRUE
WESTB001 | West Burton A | WBUPS-4 | WBUR4 | Coal | Coal | FALSE | FALSE | FALSE | FALSE | EDF | NGET | K6 | NGC South | 1967 | Existing | 2012 | Existing | 474 | 0 | TRUE
WESTB002 | West Burton A GT | WBUGT-4 | WBUR4 | Gas | GT | FALSE | FALSE | FALSE | TRUE | EDF | NGET | K6 | NGC South | 1967 | Existing | 2012 | Existing | 20 | 0 | TRUE
WESTB003 | West Burton B | WBURB-1 | WBUR4 | Gas | CCGT_Exist | TRUE | FALSE | FALSE | FALSE | EDF | NGET | K6 | NGC South | 2012 | Existing | 2012 | Existing | 1332 | 0 | TRUE
WESTB004 | West Browncastle Wind Farm | ES-WEST-1 |  | Wind | Onshore Wind | FALSE | FALSE | FALSE | TRUE | Falck Renewables | SPTL | S4 | SP North |  | Existing |  | Built | 36 | 0 | TRUE | Construction works commenced in August 2012, with the upgrading of 5km of road and four bridges from the A71 to the wind farm site. Works at the main wind farm site started early 2013. (See website) RenewableUK states that this wind farm became operation
WESTE001 | Westermost Rough | AM-WERW-1 | Hedon | Wind | Offshore_Wind 2 | FALSE | FALSE | FALSE | TRUE | Dong Energy | NGET | P8 | NGC South |  | Existing |  | Built | 205 | 0 | TRUE
WESTO001 | West of Duddon Sands | WDNSW-1 | WODS | Wind | Offshore_Wind 2 | FALSE | FALSE | FALSE | TRUE | Scottish Power Renewables & Dong Energy | NGET | R5 | NGC North |  | Existing |  | Existing | 382 | 0 | TRUE
WHITE001 | Whitelee | WHILW-1 | WHIL | Wind | Onshore Wind | FALSE | FALSE | FALSE | TRUE | ScottishPower Renewables (UK) Ltd | SPTL | S1 | SP South |  | Existing | 2012 | Existing | 305 | 0 | TRUE
WHITE002 | Whitelee Extension | WHILW-2 | WHIL | Wind | Onshore Wind | FALSE | FALSE | FALSE | TRUE | ScottishPower Renewables (UK) Ltd | SPTL | S1 | SP South |  | Existing | 2014 | Existing | 206 | 0 | TRUE | TEC Register assumes this is not yet built
WHITE003 | Whiteside Hill | AM-WHHI-1 |  | Wind | Onshore Wind | FALSE | FALSE | FALSE | TRUE | SSE Renewables Developments (UK) Ltd | SPTL | S1 | SP South |  | Future | 2016 | Consents Approved | 27 | 4 | TRUE
WILTO001 | Wilton | AM-WILT-1 |  | Gas | CHP | TRUE | FALSE | FALSE | FALSE | Sembcorp Utilities (UK) Ltd | NGET | Q2 | NGC North | 2006 | Existing | 2012 | Existing | 141 | 0 | TRUE | - 99MW Existing / 42MW future gen contracted for 01/04/2016 (Greg Hunt 12/12/2014)
WINDY001 | Windy Standard III | ES-WIND-1 |  | Wind | Onshore Wind | FALSE | FALSE | FALSE | TRUE | Fred Olson | SPTL | S4 | SP North |  | Future | 2018 | Awaiting Consents | 44 | 3 | TRUE
WINDY002 | Windy Edge | ES-WIND-2 | Windy Edge | Wind | Onshore Wind | FALSE | FALSE | FALSE | TRUE | Windy Edge Wind Farm Limited | SPTL |  |  |  | Future | 2020 | Awaiting Consents | 42 | 3 | TRUE
WYLFA001 | Wylfa | WYLF-1 | WYLF40 | Nuclear | Nuclear_Magnox | FALSE | FALSE | FALSE | TRUE | NDA (Magnox Limited) | NGET | M8 | NGC South | 1971 | Existing |  | Existing | 220 | 0 | TRUE | - Magnox Limited, the owner of Britain's oldest nuclear power reactor, has submitted a proposal to the country's nuclear regulator to extend the unit's lifetime by 15 months to December 2015. (Greg Hunt 30/10/2013 Source: Press Release - Daily Update 09/1
WYLFA001 | Wylfa | WYLF-2 | WYLF40 | Nuclear | Nuclear_Magnox | FALSE | FALSE | FALSE | TRUE | NDA (Magnox Limited) | NGET | M8 | NGC South | 1971 | Existing |  | Existing | 220 | 0 | TRUE | - Magnox Limited, the owner of Britain's oldest nuclear power reactor, has submitted a proposal to the country's nuclear regulator to extend the unit's lifetime by 15 months to December 2015. (Greg Hunt 30/10/2013 Source: Press Release - Daily Update 09/1
WYLFA001 | Wylfa | WYLF-3 | WYLF40 | Nuclear | Nuclear_Magnox | FALSE | FALSE | FALSE | TRUE | NDA (Magnox Limited) | NGET | M8 | NGC South | 1971 | Existing |  | Existing | 0 | 0 | TRUE | - Magnox Limited, the owner of Britain's oldest nuclear power reactor, has submitted a proposal to the country's nuclear regulator to extend the unit's lifetime by 15 months to December 2015. (Greg Hunt 30/10/2013 Source: Press Release - Daily Update 09/1
WYLFA001 | Wylfa | WYLF-4 | WYLF40 | Nuclear | Nuclear_Magnox | FALSE | FALSE | FALSE | TRUE | NDA (Magnox Limited) | NGET | M8 | NGC South | 1971 | Existing |  | Existing | 0 | 0 | TRUE | - Magnox Limited, the owner of Britain's oldest nuclear power reactor, has submitted a proposal to the country's nuclear regulator to extend the unit's lifetime by 15 months to December 2015. (Greg Hunt 30/10/2013 Source: Press Release - Daily Update 09/1
WYLFA002 | Wylfa C | WYLFC-1 | WYLF4(New) | Nuclear | Nuclear_ABWR | FALSE | FALSE | FALSE | TRUE | Horizon | NGET | M8 | NGC South |  | Future | 2024 | Scoping | 1400 | 2 | TRUE | - Intelligence on Horizon website states the aim is to secure first generation within the first half of the 2020s (Greg Hunt - 02/12/2013 Source: http://www.horizonnuclearpower.com/wylfa) - Horizon aquired by Hitachi Ltd of Japan in November 2012 (Greg H
WYLFA002 | Wylfa C | WYLFC-2 | WYLF4(New) | Nuclear | Nuclear_ABWR | FALSE | FALSE | FALSE | TRUE | Horizon | NGET | M8 | NGC South |  | Future | 2025 | Scoping | 1400 | 2 | TRUE | - Intelligence on Horizon website states the aim is to secure first generation within the first half of the 2020s (Greg Hunt - 02/12/2013 Source: http://www.horizonnuclearpower.com/wylfa) - Horizon aquired by Hitachi Ltd of Japan in November 2012 (Greg H
ABENG001 | Abengoa - Spain | ES-SPAI-1 |  | Interconnector | Interconnector_New | FALSE | FALSE | FALSE | FALSE |  | NGET | F6 | NGC South |  | Future | 0 | Scoping | 1000 | 1 | FALSE
BELGI001 | Belgium Interconnector | AM-BELG-1 | CANT40 | Interconnector | Interconnector_New | FALSE | FALSE | FALSE | TRUE | National Grid International Ltd | NGET | C7 | NGC South |  | Future | 2018 | Scoping | 1000 | 2 | TRUE | - NEMO
BRITI001 | BritIB | ES_BRIT-1 |  | Interconnector | Interconnector_New | FALSE | FALSE | FALSE | FALSE |  | NGET |  |  |  | Future |  | Scoping | 1000 | 1 | FALSE
BRITN001 | Britned | BRITNED | GRAI40 | Interconnector | Interconnector_Exist | FALSE | FALSE | FALSE | TRUE | BritNed Development Ltd | NGET | C3 | NGC South | 2010 | Existing | 2012 | Existing | 1200 | 0 | TRUE
DENMA001 | Viking Link Denamrk | AM-DENM-1 |  | Interconnector | Interconnector_New | FALSE | FALSE | FALSE | TRUE | National Grid Interconnector Holdings Ltd | NGET | P7 | NGC South |  | Future |  | Scoping | 1000 | 2 | TRUE
EASTW001 | East-West (Wales-Ireland) | EWIC | DEES4 | Interconnector | Interconnector_Exist | FALSE | FALSE | FALSE | TRUE | EirGrid | NGET | M5 | NGC South | 2012 | Existing | 2012 | Existing | 500 | 0 | TRUE
ELECL001 | Eleclink | AM-FRAN-4 | SELL40 | Interconnector | Interconnector_New | FALSE | FALSE | FALSE | TRUE | Eleclink | NGET | C9 | NGC South |  | Future | 2015 | Awaiting Consents | 1000 | 3 | TRUE
FAB001 | FAB | AM-ALDR-1 | EXET40 | Interconnector | Interconnector_New | FALSE | FALSE | FALSE | TRUE | FABLink Ltd | NGET | F6 | NGC South |  | Future | 2017 | Scoping | 2000 | 2 | TRUE
GREEN003 | Greenlink | ES_GREE-1 |  | Interconnector | Interconnector_New | FALSE | FALSE | FALSE | FALSE |  | NGET |  |  |  | Future | 0 | Scoping | 500 | 1 | FALSE
ICELI001 | IceLink | ES_ICEL-1 |  | Interconnector | Interconnector_New | FALSE | FALSE | FALSE | FALSE |  | NGET |  |  |  | Future | 1000 | Scoping | 0 | 1 | FALSE
IFA001 | IFA | FRANCE | "SELL40, GRAI41" | Interconnector | Interconnector_Exist | FALSE | FALSE | FALSE | TRUE | NGC | NGET | C9 | NGC South | 1986 | Existing | 2012 | Existing | 2000 | 0 | TRUE
IFA002 | IFA2 | AM-FRAN-3 | CHILLING (NEW S/S NEAR FAWL) | Interconnector | Interconnector_New | FALSE | FALSE | FALSE | TRUE | NGC | NGET | B2 | NGC South |  | Future | 2019 | Scoping | 1000 | 2 | TRUE
MOYLE001 | Moyle | MOYLE | AUCH20 | Interconnector | Interconnector_Exist | FALSE | FALSE | FALSE | TRUE | Moyle | SPTL | S9 | SP South | 2002 | Existing | 2012 | Existing | 500 | 0 | TRUE | - TEC of 80MW relates to IRE - GB not GB - Ireland (Greg Hunt - 12/12/2013)
NORWE001 | Norwegian Link 2 | AM-NORW-2 |  | Interconnector | Interconnector_New | FALSE | FALSE | FALSE | TRUE | NorthConnect KS | SHET | T2 | SSE South | 0 | Future | 2021 | Scoping | 1400 | 2 | TRUE
NSN001 | NSN | AM-NORW-1 | Blyth 400 (new) | Interconnector | Interconnector_New | FALSE | FALSE | FALSE | TRUE | National Grid International Ltd | NGET | Q6 | NGC North |  | Future | 2019 | Scoping | 1400 | 2 | TRUE
OGN-F001 | OGN - France | ES-OGN-1 |  | Interconnector | Interconnector_New | FALSE | FALSE | FALSE | FALSE |  | NGET |  |  |  | Future | 0 | Scoping | 2000 | 1 | FALSE
BRIDG001 | Bridgewater Tidal | ES-BRID-1 |  | Marine | Tidal | FALSE | FALSE | FALSE | FALSE | Tidal Lagoon Plc | NGET |  |  |  | Future | 0 | Scoping | 6000 | 1 | FALSE
CANTI001 | Cantick Head | ES-CANT-1 |  | Marine | Tidal | FALSE | FALSE | FALSE | TRUE | SSE Renewables | SHET | T5 | SSE North |  | Future | 2019 | Scoping | 30 | 2 | TRUE
CANTI001 | Cantick Head | ES-CANT-2 |  | Marine | Tidal | FALSE | FALSE | FALSE | TRUE | SSE Renewables | SHET | T5 | SSE North |  | Future | 2020 | Scoping | 65 | 2 | TRUE
CANTI001 | Cantick Head | ES-CANT-3 |  | Marine | Tidal | FALSE | FALSE | FALSE | TRUE | SSE Renewables | SHET | T5 | SSE North |  | Future | 2021 | Scoping | 65 | 2 | TRUE
COSTA001 | Costa Head and Brough Head | AM-ORKN-1 |  | Marine | Tidal | FALSE | FALSE | FALSE | TRUE | SSE Ltd | SHET | T5 | SSE North |  | Future | 2018 | Awaiting Consents | 8 | -1 | TRUE | - Expecting termination
COSTA001 | Costa Head and Brough Head | ES-ORKN-2 |  | Marine | Tidal | FALSE | FALSE | FALSE | TRUE | SSE Ltd | SHET | T5 | SSE North |  | Future | 2019 | Awaiting Consents | 10 | -1 | TRUE | - Expecting termination
COSTA001 | Costa Head and Brough Head | ES-ORKN-3 |  | Marine | Tidal | FALSE | FALSE | FALSE | TRUE | SSE Ltd | SHET | T5 | SSE North |  | Future | 2020 | Awaiting Consents | 12 | -1 | TRUE | - Expecting termination
COSTA001 | Costa Head and Brough Head | ES-ORKN-4 |  | Marine | Tidal | FALSE | FALSE | FALSE | TRUE | SSE Ltd | SHET | T5 | SSE North |  | Future | 2021 | Awaiting Consents | 20 | -1 | TRUE | - Expecting termination
COSTA001 | Costa Head and Brough Head | ES-ORKN-5 |  | Marine | Tidal | FALSE | FALSE | FALSE | TRUE | SSE Ltd | SHET | T5 | SSE North |  | Future | 2022 | Awaiting Consents | 20 | -1 | TRUE | - Expecting termination
COSTA001 | Costa Head and Brough Head | ES-ORKN-6 |  | Marine | Tidal | FALSE | FALSE | FALSE | TRUE | SSE Ltd | SHET | T5 | SSE North |  | Future | 2023 | Awaiting Consents | 90 | -1 | TRUE | - Expecting termination
COSTA001 | Costa Head and Brough Head | ES-ORKN-7 |  | Marine | Tidal | FALSE | FALSE | FALSE | TRUE | SSE Ltd | SHET | T5 | SSE North |  | Future | 2024 | Awaiting Consents | 110 | -1 | TRUE | - Expecting termination
COSTA001 | Costa Head and Brough Head | ES-ORKN-8 |  | Marine | Tidal | FALSE | FALSE | FALSE | TRUE | SSE Ltd | SHET | T5 | SSE North |  | Future | 2025 | Awaiting Consents | 30 | -1 | TRUE | - Expecting termination
CUMBR001 | Cumbria Tidal Project | ES-CUMB-2 |  | Marine | Tidal | FALSE | FALSE | FALSE | FALSE | Tidal Lagoon Plc | NGET |  |  |  | Future | 0 | Scoping | 320 | 1 | FALSE
DUNCA001 | Duncansby | AM-DUNC-1 |  | Marine | Tidal | FALSE | FALSE | FALSE | TRUE | Scottish Power Ltd | SHET | T5 | SSE North |  | Future | 2018 | Scoping | 30 | -1 | TRUE | - Expecting termination
DUNCA001 | Duncansby | ES-DUNC-2 |  | Marine | Tidal | FALSE | FALSE | FALSE | TRUE | Scottish Power Ltd | SHET | T5 | SSE North |  | Future | 2019 | Scoping | 30 | -1 | TRUE | - Expecting termination
DUNCA001 | Duncansby | ES-DUNC-3 |  | Marine | Tidal | FALSE | FALSE | FALSE | TRUE | Scottish Power Ltd | SHET | T5 | SSE North |  | Future | 2020 | Scoping | 35 | -1 | TRUE | - Expecting termination
ISLAY002 | Islay Marine Energy Park | AM-IMEP-1 |  | Marine | Tidal | FALSE | FALSE | FALSE | TRUE | DP Marine | SPTL | S6 | SP North |  | Future | 2019 | Scoping | 400 | 2 | TRUE
LAGNA001 | Lag Na Greine | ES-LANA-1 |  | Marine | Tidal | FALSE | FALSE | FALSE | TRUE | Lewis Wind Power Ltd | SHET | T1 | SSE North |  | Future | 2019 | Consents Approved | 10 | 4 | TRUE
LAGNA001 | Lag Na Greine | ES-LANA-2 |  | Marine | Tidal | FALSE | FALSE | FALSE | TRUE | Lewis Wind Power Ltd | SHET | T1 | SSE North |  | Future | 2020 | Consents Approved | 10 | 4 | TRUE
LAGNA001 | Lag Na Greine | ES-LANA-3 |  | Marine | Tidal | FALSE | FALSE | FALSE | TRUE | Lewis Wind Power Ltd | SHET | T1 | SSE North |  | Future | 2021 | Consents Approved | 20 | 4 | TRUE
MARWI001 | Marwick Head | AM-MARW-1 |  | Marine | Wave | FALSE | FALSE | FALSE | TRUE | Scottish Power Ltd | SHET | T5 | SSE North |  | Future | 2018 | Scoping | 9 | -1 | TRUE | - Expecting termination
MARWI001 | Marwick Head | ES-MARW-2 |  | Marine | Wave | FALSE | FALSE | FALSE | TRUE | Scottish Power Ltd | SHET | T5 | SSE North |  | Future | 2019 | Scoping | 14 | -1 | TRUE | - Expecting termination
MARWI001 | Marwick Head | ES-MARW-3 |  | Marine | Wave | FALSE | FALSE | FALSE | TRUE | Scottish Power Ltd | SHET | T5 | SSE North |  | Future | 2020 | Scoping | 27 | -1 | TRUE | - Expecting termination
MEYGE001 | Meygen | AM-MEYG-1 |  | Marine | Tidal | FALSE | FALSE | FALSE | TRUE | MeyGen Ltd | SHET | T5 | SSE North |  | Future | 2018 | Awaiting Consents | 15 | 0 | TRUE
MEYGE001 | Meygen | ES-MEYG-2 |  | Marine | Tidal | FALSE | FALSE | FALSE | TRUE | MeyGen Ltd | SHET | T5 | SSE North |  | Future | 2019 | Awaiting Consents | 56 | 0 | TRUE
MEYGE001 | Meygen | ES-MEYG-3 |  | Marine | Tidal | FALSE | FALSE | FALSE | TRUE | MeyGen Ltd | SHET | T5 | SSE North |  | Future | 2020 | Awaiting Consents | 83 | 0 | TRUE
MEYGE001 | Meygen | ES-MEYG-4 |  | Marine | Tidal | FALSE | FALSE | FALSE | TRUE | MeyGen Ltd | SHET | T5 | SSE North |  | Future | 2021 | Awaiting Consents | 83 | 0 | TRUE
NEWPO001 | Newport Lagoon | ES-NEWP-1 |  | Marine | Tidal | FALSE | FALSE | FALSE | TRUE | Tidal Lagoon Plc | NGET |  |  |  | Future | 0 | Scoping | 2000 | 1 | FALSE | - Non Contracted. Devlopers proposed date is between 2020 - 2023 (Greg Hunt - 28/01/2015)
SEVER001 | Swansea Bay | AM-SEVB-1 | PENA4 | Marine | Tidal | FALSE | FALSE | FALSE | TRUE | Tidal Lagoon Plc | NGET | E7 | NGC South |  | Future | 2018 | Scoping | 320 | 2 | TRUE
SOUND001 | Sound of Islay | AM-SOIT |  | Marine | Tidal | FALSE | FALSE | FALSE | TRUE | Scottish Power Ltd | SHET | T3 | SSE South |  | Future | 2013 | Consents Approved | 10 | 4 | TRUE
USKMO002 | Uskmouth Lagoon | ES-USKM-1 |  | Marine | Tidal | FALSE | FALSE | FALSE | FALSE | Tidal Lagoon Plc | NGET |  |  |  | Future | 0 | Scoping | 2000 | 1 | FALSE | - Non Contracted. Developers proposed date between 2020-2023 (Greg Hunt 28/01/2015)
WESTR001 | Westray South | ES-WESW-1 |  | Marine | Tidal | FALSE | FALSE | FALSE | FALSE | SSE Renewables Developments (UK) Ltd | SHET |  |  |  | Future | 2019 | Awaiting Consents | 60 | 3 | TRUE
WESTR001 | Westray South | ES-WESW-2 |  | Marine | Tidal | FALSE | FALSE | FALSE | FALSE | SSE Renewables Developments (UK) Ltd | SHET |  |  |  | Future | 2023 | Awaiting Consents | 40 | 3 | TRUE
WESTR001 | Westray South | ES-WESW-3 |  | Marine | Tidal | FALSE | FALSE | FALSE | FALSE | SSE Renewables Developments (UK) Ltd | SHET |  |  |  | Future | 2024 | Awaiting Consents | 50 | 3 | TRUE
WESTS001 | West Somerset | ES-WESS-1 |  | Marine | Tidal | FALSE | FALSE | FALSE | FALSE | Tidal Lagoon Plc | NGET |  |  |  | Future | 0 | Scoping | 2800 | 1 | FALSE | - Non Contracted. Developers proposed date is 2018 (Greg Hunt 28/01/2015)
PENMA001 | Penmanshiel | ES-PENM-1 |  | Wind | Onshore Wind | FALSE | FALSE | FALSE | FALSE | RES UK & Ireland Ltd | SPTL |  |  |  | Future | 2016 | Consents Approved | 29 | 4 | TRUE
INCHM001 | Inch Moor | ES-INCM-1 |  | Wind | Onshore Wind | FALSE | FALSE | FALSE | FALSE | Ecotricity |  |  |  |  | Future | 0 | Scoping | 57 | 1 | FALSE
STRAI001 | Straid | ES-STRD-1 |  | Wind | Onshore Wind | FALSE | FALSE | FALSE | FALSE | Ecotricity |  |  |  |  | Future | 0 | Scoping | 32 | 1
SNEDD001 | Sneddon Law | ES-SNED-1 |  | Wind | Onshore Wind | FALSE | FALSE | FALSE | FALSE |  | SPTL |  |  |  | Existing | 0 | Existing | 42 | 0

## Notes (hidden)
Wind
Consents approved as NP
Awaiting consents included, slipped apprx 2 years from contracted date
Coire na cloche and autobert need to be added to NP
Consents refused Glen Kyhally
Tangy III is repowering for Tangy - turn off tangy when Tangy III comes on line
Consents approved for burbo bank turn on in NP
Wind profile gets to rughly the same level as LCL but is a slower ramp up - consider pulling forward those with consents, which are currently as they are in NP

## NEDOutput (hidden)
Availabilities derived from NED data to use in Ranking Order
Updated by Greg Hunt, 31/03/2015
NEW | Conflicting data on its name/BMU | Do we need this column??
Average over x years
BMU_ID | Station_Name | T_Node | Fuel_Type | 2006/07 | 2007/08 | 2008/09 | 2009/10 | 2010/11 | 2011/12 | 2012/13 | 2013/14 | 2014/15 | No. of Years of Data | 9 | 8 | 7 | 6 | 5 | 4 | 3 | 2 | 1 | mean | stddev
ABTH7 | Aberthaw B | ABTH20 | Coal | 90.24% | 52.63% | 100% | 95.24% | 96.3% | 92.68% | 92.68% | 88.1% | 100% | 9 | 89.76% | 88.48% | 88.54% | 88.26% | 95.38% | 94.23% | 93.89% | 92.68% | 92.68% | 91.54% | 2.792%
ABTH7G | Aberthaw B GT | ABTH20 | GT | 0% | 3.618% | 2.679% | 1.786% | 1.389% | 0% | 0% | 0.8929% | 0% | 9 | 1.152% | 1.296% | 1.353% | 1.579% | 1.171% | 0.7937% | 0.463% | 0% | 0% | 0.8673% | 0.5886%
ABTH8 | Aberthaw B | ABTH20 | Coal | 92.68% | 65.79% | 92.86% | 85.71% | 66.2% | 100% | 95.12% | 95.24% | 99.7% | 9 | 88.15% | 86.7% | 85.48% | 84.28% | 87.98% | 86.76% | 87.11% | 97.56% | 95.12% | 88.79% | 4.482%
ABTH8G | Aberthaw B GT | ABTH20 | GT | 0% | 2.632% | 2.083% | 2.083% | 1.389% | 0% | 0% | 0% | 0% | 9 | 0.9097% | 1.023% | 1.17% | 1.365% | 1.111% | 0.8681% | 0.463% | 0% | 0% | 0.7677% | 0.5004%
ABTH9 | Aberthaw B | ABTH20 | Coal | 95.12% | 61.51% | 99.11% | 87.5% | 88.89% | 100% | 90.24% | 68.75% | 91.07% | 9 | 86.91% | 86.39% | 88.91% | 87.88% | 93.15% | 91.66% | 93.04% | 95.12% | 90.24% | 90.37% | 3.068%
ABTH9G | Aberthaw B GT | ABTH20 | GT | 0% | 1.974% | 2.976% | 1.786% | 1.389% | 0% | 0% | 0% | 0% | 9 | 0.9027% | 1.016% | 1.161% | 1.354% | 1.23% | 0.7937% | 0.463% | 0% | 0% | 0.7689% | 0.5079%
ALCN-1 | Lynemouth | ALCA10 | Thermal |  |  | 100% | 100% | 92.59% | 100% | 100% |  |  | 5 |  |  |  |  | 98.52% | 98.15% | 97.53% | 100% | 100% | 98.84% | 1.117%
BAGE-1 | Baglan Bay | BAGB2 | CCGT | 100% | 97.37% | 1.19% | 67.26% | 96.3% | 87.8% | 0% | 23.81% | 19.05% | 9 | 54.75% | 59.22% | 64.27% | 58.32% | 50.51% | 62.84% | 61.37% | 43.9% | 0% | 50.58% | 20.03%
BAGE-2 | Baglan Bay GT | BAGB2 | GT | 95.12% | 94.74% | 8.929% | 2.381% | 15.74% | 1.524% | 0% | 15.18% | 5.06% | 9 | 26.52% | 29.2% | 31.2% | 20.55% | 5.715% | 4.912% | 5.755% | 0.7622% | 0% | 13.85% | 12.83%
BARK-1 | Barking | BARP21 | CCGT | 97.56% | 97.37% | 100% | 90.48% | 96.3% | 40.85% | 35.37% | 25% | 0% | 9 | 64.77% | 72.87% | 79.7% | 76.73% | 72.6% | 65.75% | 57.51% | 38.11% | 35.37% | 62.6% | 16.12%
BARKB2 | Barking | BARP22 | CCGT | 100% | 0% | 100% | 90.48% | 96.3% | 41.46% | 0% | 11.31% | 0% | 9 | 48.84% | 54.94% | 61.18% | 54.71% | 65.65% | 57.06% | 45.92% | 20.73% | 0% | 45.45% | 21.37%
BRGG-1 | Brigg | BRIG10 | CCGT | 56.1% | 86.84% | 89.58% | 70.24% | 51.39% | 21.34% | 4.878% | 4.464% | 6.25% | 9 | 43.45% | 48.1% | 54.34% | 54.05% | 47.49% | 36.96% | 25.87% | 13.11% | 4.878% | 36.47% | 17.99%
BRYP-1 | Barry | AESB11 | CCGT | 86.89% | 94.74% | 84.23% | 77.98% | 80.09% | 75.3% | 7.317% | 6.25% | 7.143% | 9 | 57.77% | 64.1% | 72.36% | 69.94% | 64.98% | 60.17% | 54.24% | 41.31% | 7.317% | 54.69% | 20.01%
CAS-BEU01 | Cascade Beauly |  | Hydro | 100% | 100% | 100% | 100% | 96.3% | 100% | 100% | 100% | 100% | 9 | 99.59% | 99.54% | 99.47% | 99.38% | 99.26% | 99.07% | 98.77% | 100% | 100% | 99.45% | 0.4005%
CAS-CLU01 | Cascade Clunie |  | Hydro | 100% | 100% | 100% | 100% | 96.3% | 100% | 100% | 100% | 100% | 9 | 99.59% | 99.54% | 99.47% | 99.38% | 99.26% | 99.07% | 98.77% | 100% | 100% | 99.45% | 0.4005%
CAS-CON01 | Cascade Conon |  | Hydro | 100% | 100% |  |  | 96.3% | 100% | 100% | 100% | 100% | 7 | 99.47% | 99.38% | 99.26% | 99.07% | 98.77% | 98.77% | 98.77% | 100% | 100% | 99.28% | 0.49%
CAS-GAR01 | Cascade Garry |  | Hydro | 100% | 100% | 100% | 100% | 90.28% | 100% | 99.39% | 100% | 98.81% | 9 | 98.72% | 98.71% | 98.52% | 98.28% | 97.93% | 97.42% | 96.56% | 99.7% | 99.39% | 98.36% | 0.9653%
CAS-KIL01 | Cascade Killin |  | Hydro | 100% | 99.67% |  |  | 96.3% | 100% | 99.09% | 100% | 100% | 7 | 99.29% | 99.18% | 99.01% | 98.76% | 98.46% | 98.46% | 98.46% | 99.54% | 99.09% | 98.92% | 0.4009%
CAS-MOR01 | Cascade Morriston |  | Hydro | 100% | 100% | 100% | 99.7% | 96.3% | 100% | 100% | 100% | 100% | 9 | 99.56% | 99.5% | 99.43% | 99.33% | 99.2% | 99% | 98.77% | 100% | 100% | 99.42% | 0.4121%
CASS-1 | Cassley |  | Hydro |  |  | 70.83% | 46.73% | 40.74% | 87.5% | 72.26% |  |  | 5 |  |  |  |  | 63.61% | 61.81% | 66.83% | 79.88% | 72.26% | 68.88% | 7.32%
CASS-2 | Cassley |  | Hydro |  |  | 32.14% | 16.67% | 27.78% | 70.43% | 47.56% |  |  | 5 |  |  |  |  | 38.92% | 40.61% | 48.59% | 58.99% | 47.56% | 46.93% | 7.951%
CDCL-1 | CDCL | COTT40 | CCGT | 81.1% | 91.12% | 42.86% | 78.87% | 33.33% | 12.8% | 50.3% | 31.85% | 41.67% | 9 | 51.54% | 52.78% | 55.77% | 51.55% | 43.63% | 43.83% | 32.15% | 31.55% | 50.3% | 45.9% | 8.89%
CLAC-1 | Clachan | CLAC | Hydro | 90.85% | 95.72% | 77.08% | 56.55% | 58.33% | 89.33% | 59.45% | 91.67% | 81.55% | 9 | 77.84% | 77.37% | 75.33% | 72.74% | 68.15% | 65.92% | 69.04% | 74.39% | 59.45% | 71.14% | 6.039%
CNQPS-1 | Connah's Quay | DEES41 | CCGT | 93.29% | 100% | 77.08% | 97.32% | 81.48% | 68.9% | 80.18% | 20.54% | 43.45% | 9 | 73.58% | 77.35% | 85.47% | 84.16% | 80.99% | 81.97% | 76.86% | 74.54% | 80.18% | 79.46% | 4.143%
CNQPS-2 | Connah's Quay | DEES41 | CCGT | 99.7% | 89.47% | 63.99% | 95.24% | 29.63% | 53.05% | 64.94% | 9.524% | 47.62% | 9 | 61.46% | 63.19% | 70.86% | 66.05% | 61.37% | 60.71% | 49.21% | 58.99% | 64.94% | 61.87% | 5.915%
CNQPS-3 | Connah's Quay | DEES41 | CCGT | 95.43% | 97.37% | 87.8% | 95.24% | 79.63% | 50.91% | 7.317% | 27.98% | 38.39% | 9 | 64.45% | 67.71% | 73.38% | 69.71% | 64.18% | 58.27% | 45.95% | 29.12% | 7.317% | 53.34% | 22.08%
CNQPS-4 | Connah's Quay | DEES41 | CCGT | 99.09% | 97.04% | 100% | 96.13% | 81.48% | 44.82% | 85.06% | 32.74% | 44.05% | 9 | 75.6% | 79.54% | 86.23% | 84.09% | 81.5% | 76.87% | 70.45% | 64.94% | 85.06% | 78.25% | 7.1%
COCK-1 | Cockenzie | COCK2 | Coal | 87.5% | 95.72% | 97.32% | 85.71% | 59.26% | 87.8% | 0% | 0% | 0% | 9 | 57.04% | 64.17% | 73.33% | 70.97% | 66.02% | 58.19% | 49.02% | 43.9% | 0% | 53.63% | 22.3%
COCK-2 | Cockenzie | COCK2 | Coal | 73.48% | 81.58% | 94.35% | 78.57% | 66.67% | 84.76% | 0% | 0% | 0% | 9 | 53.27% | 59.92% | 68.48% | 67.65% | 64.87% | 57.5% | 50.47% | 42.38% | 0% | 51.62% | 21.14%
COCK-3 | Cockenzie | COCK2 | Coal | 97.56% | 92.11% | 92.26% | 88.1% | 66.67% | 53.05% | 70.73% | 0% | 0% | 9 | 62.27% | 70.06% | 80.07% | 77.15% | 74.16% | 69.64% | 63.48% | 61.89% | 70.73% | 69.94% | 6.504%
COCK-4 | Cockenzie | COCK2 | Coal | 100% | 90.79% | 88.1% | 69.05% | 72.22% | 78.05% | 70.73% | 0% | 0% | 9 | 63.22% | 71.12% | 81.28% | 78.16% | 75.63% | 72.51% | 73.67% | 74.39% | 70.73% | 73.41% | 5.093%
CORB-1 | Corby | GREN11 | CCGT | 78.35% | 89.8% | 76.49% | 73.81% | 48.61% | 7.317% | 66.46% | 100% | 64.29% | 9 | 67.24% | 67.61% | 62.98% | 60.42% | 54.54% | 49.05% | 40.8% | 36.89% | 66.46% | 56.22% | 11.65%
COSO-1 | Coryton | COSO40 | CCGT | 95.12% | 98.03% | 100% | 100% | 96.3% | 39.02% | 38.41% | 14.58% | 92.26% | 9 | 74.86% | 72.68% | 80.98% | 78.63% | 74.75% | 68.43% | 57.91% | 38.72% | 38.41% | 65.04% | 16.4%
COTPS-1 | Cottam | COTT40 | Coal | 85.06% | 86.84% | 92.26% | 78.57% | 88.89% | 85.37% | 90.24% | 92.86% | 100% | 9 | 88.9% | 87.51% | 86.75% | 87.03% | 87.07% | 85.77% | 88.17% | 87.8% | 90.24% | 87.69% | 1.307%
COTPS-2 | Cottam | COTT40 | Coal | 97.56% | 98.68% | 92.26% | 95.24% | 70.37% | 76.52% | 100% | 94.05% | 1.786% | 9 | 80.72% | 90.59% | 90.09% | 88.85% | 86.88% | 85.53% | 82.3% | 88.26% | 100% | 88.14% | 5.574%
COTPS-3 | Cottam | COTT40 | Coal | 92.68% | 85.86% | 97.62% | 85.71% | 77.78% | 99.09% | 97.56% | 100% | 95.24% | 9 | 92.39% | 92.04% | 90.9% | 90.6% | 91.55% | 90.03% | 91.47% | 98.32% | 97.56% | 92.76% | 3.027%
COTPS-4 | Cottam | COTT40 | Coal | 100% | 97.37% | 92.86% | 92.86% | 62.96% | 100% | 95.12% | 64.29% | 73.81% | 9 | 86.58% | 88.18% | 91.6% | 90.19% | 88.76% | 87.74% | 86.03% | 97.56% | 95.12% | 90.2% | 3.922%
COWE1 | Cowes | FAWL10 | Gas | 0.9146% | 0.9868% | 1.786% | 2.679% | 0% | 0% | 0.6098% | 0.8929% | 11.61% | 9 | 2.164% | 0.9835% | 0.9965% | 1.01% | 1.015% | 0.8221% | 0.2033% | 0.3049% | 0.6098% | 0.901% | 0.5667%
COWE2 | Cowes | FAWL10 | Gas | 0.9146% | 0.6579% | 1.19% | 2.083% | 0% | 0.9146% | 0.6098% | 0.5952% | 10.12% | 9 | 1.898% | 0.8707% | 0.9101% | 0.9093% | 0.9596% | 0.9019% | 0.5081% | 0.7622% | 0.6098% | 0.9256% | 0.3956%
CRUA-1 | Cruachan | CRUA2 | PS | 88.41% | 92.43% | 75.6% | 70.83% | 43.52% | 29.27% | 36.89% | 26.19% | 62.2% | 9 | 58.37% | 57.89% | 62.42% | 58.09% | 51.22% | 45.13% | 36.56% | 33.08% | 36.89% | 48.85% | 11.2%
CRUA-2 | Cruachan | CRUA2 | PS | 79.88% | 84.87% | 73.51% | 83.33% | 52.78% | 51.52% | 60.67% | 60.42% | 51.79% | 9 | 66.53% | 68.37% | 69.51% | 67.78% | 64.36% | 62.08% | 54.99% | 56.1% | 60.67% | 63.38% | 5.306%
CRUA-3 | Cruachan | CRUA2 | PS | 64.33% | 76.32% | 63.99% | 66.67% | 51.39% | 37.2% | 42.07% | 34.82% | 43.75% | 9 | 53.39% | 54.6% | 57.42% | 56.27% | 52.26% | 49.33% | 43.55% | 39.63% | 42.07% | 49.84% | 6.56%
CRUA-4 | Cruachan | CRUA2 | PS | 78.96% | 68.42% | 55.06% | 0% | 59.72% | 52.74% | 24.7% | 48.81% | 46.13% | 9 | 48.28% | 48.55% | 48.52% | 43.44% | 38.44% | 34.29% | 45.72% | 38.72% | 24.7% | 41.18% | 8.04%
DAMC-1 | Damhead Creek | DAMC40 | CCGT | 87.8% | 100% | 100% | 100% | 96.3% | 100% | 87.2% | 100% | 95.24% | 9 | 96.28% | 96.41% | 95.9% | 97.25% | 96.7% | 95.87% | 94.5% | 93.6% | 87.2% | 94.86% | 3.084%
DEEP-1 | Deeside | DEES4 | CCGT | 92.07% | 98.36% | 100% | 100% | 88.89% | 71.95% | 95.12% | 75.6% | 72.62% | 9 | 88.29% | 90.25% | 92.34% | 92.39% | 91.19% | 88.99% | 85.32% | 83.54% | 95.12% | 89.71% | 3.636%
DERW-1 | Derwent | WILL10 | CHP | 100% | 100% | 100% | 100% | 96.3% | 100% | 26.83% | 0% | 0% | 9 | 69.24% | 77.89% | 89.02% | 87.19% | 84.63% | 80.78% | 74.38% | 63.41% | 26.83% | 72.6% | 19.09%
DIDC1 | Didcot A | DIDC42 | Coal | 92.68% | 96.71% | 66.67% | 50% | 96.3% | 85.37% | 68.29% |  |  | 7 | 79.43% | 79.43% | 79.43% | 77.22% | 73.32% | 74.99% | 83.32% | 76.83% | 68.29% | 76.92% | 4.345%
DIDC1G | Didcot A GT | DIDC41 | GT | 0% | 0.6579% | 0.5952% | 0.2976% | 0% | 0% | 0% |  |  | 7 | 0.2215% | 0.2215% | 0.2215% | 0.2585% | 0.1786% | 0.0744% | 0% | 0% | 0% | 0.1307% | 0.1106%
DIDC2 | Didcot A | DIDC42 | Coal | 90.24% | 100% | 85.71% | 42.26% | 92.59% | 88.41% | 65.85% |  |  | 7 | 80.73% | 80.73% | 80.73% | 79.14% | 74.97% | 72.28% | 82.29% | 77.13% | 65.85% | 77.09% | 5.3%
DIDC2G | Didcot A GT | DIDC41 | GT | 0% | 0% | 0% | 0.2976% | 0% | 0% | 0% |  |  | 7 | 0.04252% | 0.04252% | 0.04252% | 0.0496% | 0.05952% | 0.0744% | 0% | 0% | 0% | 0.03456% | 0.02786%
DIDC3 | Didcot A | DIDC42 | Coal | 85.37% | 76.32% | 95.24% | 61.9% | 88.89% | 97.56% | 73.17% |  |  | 7 | 82.64% | 82.64% | 82.64% | 82.18% | 83.35% | 80.38% | 86.54% | 85.37% | 73.17% | 82.1% | 3.8%
DIDC3G | Didcot A GT | DIDC41 | GT | 0% | 0.6579% | 0.8929% | 0.2976% | 0% | 0% | 0% |  |  | 7 | 0.2641% | 0.2641% | 0.2641% | 0.3081% | 0.2381% | 0.0744% | 0% | 0% | 0% | 0.157% | 0.1344%
DIDC4 | Didcot A | DIDC42 | Coal | 68.29% | 71.05% | 95.24% | 40.48% | 78.24% | 46.34% | 70.73% |  |  | 7 | 67.2% | 67.2% | 67.2% | 67.01% | 66.21% | 58.95% | 65.1% | 58.54% | 70.73% | 65.35% | 4.034%
DIDC4G | Didcot A GT | DIDC41 | GT | 0% | 0.6579% | 0.5952% | 0.2976% | 0% | 0% | 0.6098% |  |  | 7 | 0.3086% | 0.3086% | 0.3086% | 0.3601% | 0.3005% | 0.2268% | 0.2033% | 0.3049% | 0.6098% | 0.3257% | 0.1165%
DIDCB5 | Didcot B | DIDC41 | CCGT | 64.63% | 100% | 0% | 100% | 96.3% | 87.8% | 75.61% | 83.33% | 30.95% | 9 | 70.96% | 75.96% | 74.91% | 76.62% | 71.94% | 89.93% | 86.57% | 81.71% | 75.61% | 78.24% | 6.486%
DIDCB6 | Didcot B | DIDC41 | CCGT | 100% | 100% | 100% | 97.62% | 96.3% | 46.34% | 70.73% | 57.14% | 45.24% | 9 | 79.26% | 83.52% | 87.28% | 85.16% | 82.2% | 77.75% | 71.12% | 58.54% | 70.73% | 77.28% | 9.094%
DINO-1 | Dinorwig | DINO4 | PS | 60.98% | 95.39% | 71.43% | 77.98% | 47.22% | 60.37% | 91.77% | 77.38% | 54.46% | 9 | 70.78% | 72.81% | 72.16% | 74.03% | 69.75% | 69.33% | 66.45% | 76.07% | 91.77% | 73.68% | 7.34%
DINO-2 | Dinorwig | DINO4 | PS | 81.1% | 35.53% | 50.3% | 74.7% | 89.35% | 51.52% | 32.62% | 58.33% | 19.64% | 9 | 54.79% | 59.18% | 59.3% | 55.67% | 59.7% | 62.05% | 57.83% | 42.07% | 32.62% | 53.69% | 9.803%
DINO-3 | Dinorwig | DINO4 | PS | 17.99% | 95.07% | 27.98% | 100% | 60.65% | 58.54% | 41.16% | 88.99% | 91.96% | 9 | 64.7% | 61.3% | 57.34% | 63.9% | 57.66% | 65.09% | 53.45% | 49.85% | 41.16% | 57.16% | 7.951%
DINO-4 | Dinorwig | DINO4 | PS | 95.12% | 74.01% | 76.19% | 13.39% | 57.41% | 46.34% | 35.67% | 57.14% | 45.83% | 9 | 55.68% | 56.91% | 56.88% | 50.5% | 45.8% | 38.2% | 46.47% | 41.01% | 35.67% | 47.46% | 8.1%
DINO-5 | Dinorwig | DINO4 | PS | 99.09% | 74.34% | 100% | 50.89% | 87.5% | 92.07% | 68.6% | 31.55% | 89.58% | 9 | 77.07% | 75.5% | 81.78% | 78.9% | 79.81% | 74.77% | 82.72% | 80.34% | 68.6% | 77.72% | 4.351%
DINO-6 | Dinorwig | DINO4 | PS | 2.744% | 67.76% | 76.49% | 36.31% | 16.2% | 16.77% | 32.01% | 44.94% | 25% | 9 | 35.36% | 36.65% | 35.47% | 40.92% | 35.56% | 25.32% | 21.66% | 24.39% | 32.01% | 31.93% | 6.582%
DNGB21 | Dungeness B | DUNG4 | AGR | 90.24% | 86.84% | 73.81% | 0% | 96.3% | 0% | 60.98% | 78.27% | 52.38% | 9 | 59.87% | 60.81% | 58.31% | 52.99% | 46.22% | 39.32% | 52.42% | 30.49% | 60.98% | 51.27% | 10.68%
DNGB22 | Dungeness B | DUNG4 | AGR | 31.71% | 71.05% | 11.9% | 0% | 96.3% | 0% | 95.43% | 99.7% | 100% | 9 | 56.23% | 50.76% | 43.77% | 45.78% | 40.73% | 47.93% | 63.91% | 47.71% | 95.43% | 54.69% | 16.77%
DRAXX-1 | Drax | DRAX41 | Coal | 90.24% | 94.74% | 14.29% | 100% | 96.3% | 91.77% | 100% | 100% | 100% | 9 | 87.48% | 85.92% | 83.9% | 82.85% | 80.47% | 97.02% | 96.02% | 95.88% | 100% | 89.95% | 7.265%
DRAXX-10G | Drax GT | DRAX41 |  | 0% | 0.9868% |  |  | 10.19% | 0% | 1.524% | 0% | 0% | 7 | 1.814% | 2.116% | 2.539% | 3.174% | 3.903% | 3.903% | 3.903% | 0.7622% | 1.524% | 2.627% | 1.162%
DRAXX-12G | Drax GT | DRAX41 |  | 0% | 0.9868% |  |  | 10.19% | 0% | 0.3049% | 0% | 0% | 7 | 1.64% | 1.913% | 2.295% | 2.869% | 3.497% | 3.497% | 3.497% | 0.1524% | 0.3049% | 2.185% | 1.308%
DRAXX-2 | Drax | DRAX41 | Coal | 89.33% | 94.74% | 100% | 100% | 96.3% | 100% | 95.12% | 97.62% | 90.48% | 9 | 95.95% | 96.64% | 96.5% | 97.69% | 98.28% | 97.85% | 97.14% | 97.56% | 95.12% | 96.97% | 1.012%
DRAXX-3 | Drax | DRAX41 | Coal | 100% | 99.34% | 100% | 100% | 87.04% | 100% | 95.12% | 93.75% | 100% | 9 | 97.25% | 96.91% | 97.36% | 96.92% | 96.43% | 95.54% | 94.05% | 97.56% | 95.12% | 96.35% | 1.192%
DRAXX-4 | Drax | DRAX41 | Coal | 97.56% | 100% | 100% | 100% | 96.3% | 95.12% | 100% | 100% | 88.1% | 9 | 97.45% | 98.62% | 98.43% | 98.57% | 98.28% | 97.85% | 97.14% | 97.56% | 100% | 98.21% | 0.8531%
DRAXX-5 | Drax | DRAX41 | Coal | 95.12% | 94.74% | 95.24% | 100% | 96.3% | 92.68% | 97.56% | 95.24% | 95.24% | 9 | 95.79% | 95.86% | 95.95% | 96.09% | 96.36% | 96.64% | 95.51% | 95.12% | 97.56% | 96.1% | 0.7039%
DRAXX-6 | Drax | DRAX41 | Coal | 100% | 97.37% | 100% | 98.21% | 88.89% | 100% | 97.56% | 95.24% | 100% | 9 | 97.47% | 97.16% | 97.43% | 97.01% | 96.93% | 96.17% | 95.48% | 98.78% | 97.56% | 97.11% | 0.9229%
DRAXX-9G | Drax GT | DRAX41 | GT | 0% | 0.9868% | 0% | 0% | 3.704% | 0% | 0% | 0.2976% | 0% | 9 | 0.5542% | 0.6235% | 0.6701% | 0.7818% | 0.7407% | 0.9259% | 1.235% | 0% | 0% | 0.6145% | 0.4012%
EECL-1 | Brimsdown | BRIM1 | CCGT | 63.72% | 86.51% | 93.45% | 88.69% | 88.89% | 40.85% | 78.05% | 56.85% | 28.57% | 9 | 69.51% | 74.63% | 77.17% | 79.41% | 77.99% | 74.12% | 69.26% | 59.45% | 78.05% | 73.29% | 6.341%
EGGPS-1 | Eggborough | EGGB42 | Coal | 94.51% | 97.37% | 99.7% | 76.19% | 92.59% | 100% | 84.15% | 90.48% | 90.48% | 9 | 91.72% | 91.87% | 92.07% | 91.67% | 90.53% | 88.23% | 92.25% | 92.07% | 84.15% | 90.51% | 2.698%
EGGPS-2 | Eggborough | EGGB42 | Coal | 95.12% | 86.51% | 89.88% | 60.71% | 50.46% | 95.12% | 100% | 94.94% | 37.2% | 9 | 78.88% | 84.09% | 82.55% | 80.45% | 79.24% | 76.57% | 81.86% | 97.56% | 100% | 84.58% | 8.368%
EGGPS-3 | Eggborough | EGGB42 | Coal | 97.56% | 81.91% | 98.51% | 90.18% | 0% | 83.84% | 97.56% | 88.1% | 90.48% | 9 | 80.9% | 79.71% | 78.51% | 75.33% | 74.02% | 67.9% | 60.47% | 90.7% | 97.56% | 78.34% | 11.11%
EGGPS-4 | Eggborough | EGGB42 | Coal | 97.56% | 97.37% | 100% | 95.24% | 96.3% | 90.24% | 93.9% | 95.24% | 90.48% | 9 | 95.15% | 95.73% | 95.8% | 95.51% | 95.14% | 93.92% | 93.48% | 92.07% | 93.9% | 94.52% | 1.258%
ERRO-1 | Errochty | ERRO | Hydro | 84.15% | 74.67% | 71.73% | 38.1% | 25.93% | 80.49% | 42.38% | 76.49% | 61.9% | 9 | 61.76% | 61.74% | 59.63% | 55.55% | 51.72% | 46.72% | 49.6% | 61.43% | 42.38% | 54.5% | 7.244%
ERRO-2 | Errochty | ERRO | Hydro | 84.15% | 75.66% | 64.29% | 38.39% | 38.89% | 81.1% | 54.88% | 74.11% | 66.37% | 9 | 64.2% | 63.93% | 62.48% | 58.87% | 55.51% | 53.31% | 58.29% | 67.99% | 54.88% | 59.94% | 4.979%
ERRO-3 | Errochty | ERRO | Hydro | 86.28% | 76.97% | 71.73% | 27.68% | 31.94% | 78.05% | 56.1% | 75% | 68.45% | 9 | 63.58% | 62.97% | 61.25% | 57.08% | 53.1% | 48.44% | 55.36% | 67.07% | 56.1% | 58.33% | 5.858%
FASN-1 | Fasnakyle | FASN | Hydro | 98.78% | 99.34% | 100% | 88.99% | 61.57% | 100% | 0% | 90.48% | 91.96% | 9 | 81.24% | 79.9% | 78.38% | 74.98% | 70.11% | 62.64% | 53.86% | 50% | 0% | 61.23% | 25.6%
FASN2 | Fasnakyle | FASN | Hydro | 99.39% | 100% | 0% | 63.1% | 0% | 81.4% | 78.96% | 0% | 95.83% | 9 | 57.63% | 52.86% | 60.41% | 53.91% | 44.69% | 55.87% | 53.46% | 80.18% | 78.96% | 59.77% | 12.01%
FASN3 | Fasnakyle | FASN |  | 92.38% | 97.04% |  |  | 41.67% | 99.09% | 0% | 94.94% | 0% | 7 | 60.73% | 70.85% | 66.03% | 59.45% | 46.92% | 46.92% | 46.92% | 49.54% | 0% | 49.71% | 20.69%
FASN-4 | Fasnakyle | FASN | Hydro | 100% | 100% | 84.82% | 39.58% | 95.37% | 100% | 78.05% | 99.4% | 100% | 9 | 88.58% | 87.15% | 85.4% | 82.97% | 79.56% | 78.25% | 91.14% | 89.02% | 78.05% | 84.46% | 4.955%
FAWL1 | Fawley (Oil) | FAWL4 | Oil |  | 14.47% | 19.64% | 0.5952% | 13.89% | 3.354% | 2.134% | 0% | 0% | 8 | 6.761% | 7.727% | 9.015% | 9.015% | 7.923% | 4.993% | 6.459% | 2.744% | 2.134% | 6.308% | 2.534%
FAWL1G | Fawley (Oil) GT | FAWL4 | GT | 2.134% | 1.316% | 2.083% | 0.5952% | 3.704% | 1.524% | 1.22% | 1.19% | 0% | 9 | 1.53% | 1.721% | 1.797% | 1.74% | 1.825% | 1.761% | 2.149% | 1.372% | 1.22% | 1.679% | 0.273%
FAWL2G | Fawley (Oil) GT | FAWL4 | [5 empty] | 1.852% | 1.524% | 0.9146% | 0% | 0% | 5 |  |  |  |  | 1.43% | 1.43% | 1.43% | 1.22% | 0.9146% | 1.285% | 0.2263%
FAWL3 | Fawley (Oil) | FAWL4 | Oil | 5.488% | 11.51% | 25.89% | 7.143% | 10.65% | 2.439% | 4.268% | 0% | 0% | 9 | 7.488% | 8.424% | 9.627% | 10.32% | 10.08% | 6.125% | 5.785% | 3.354% | 4.268% | 7.274% | 2.549%
FAWL3G | Fawley (Oil) GT | FAWL4 | GT | 2.134% | 0.9868% | 2.976% | 0% | 3.704% | 1.524% | 0.9146% | 1.19% | 0% | 9 | 1.492% | 1.679% | 1.749% | 1.684% | 1.824% | 1.536% | 2.048% | 1.22% | 0.9146% | 1.572% | 0.337%
FAWL4G | Fawley (Oil) GT | FAWL5 | [5 empty] | 1.852% | 1.524% | 1.22% | 0% | 0% | 5 |  |  |  |  | 1.532% | 1.532% | 1.532% | 1.372% | 1.22% | 1.437% | 0.1401%
FAWN-1 | Fawley CHP | FAWL10 | CHP | 100% | 97.37% | 100% | 90.48% | 96.3% | 94.51% | 99.7% | 100% | 98.21% | 9 | 97.4% | 97.29% | 96.91% | 96.39% | 96.2% | 95.24% | 96.83% | 97.1% | 99.7% | 97.01% | 1.207%
FELL-1 | Sellafield CHP | SEFI10 | CHP | 100% | 100% | 94.64% | 97.62% | 81.94% | 98.78% | 100% | 97.92% | 100% | 9 | 96.77% | 96.36% | 96.14% | 95.5% | 94.6% | 94.59% | 93.57% | 99.39% | 100% | 96.32% | 2.162%
FERR-1 | Ferrybridge C (LCPD Out) | FERR2 | Coal | 73.17% | 100% | 73.21% | 94.94% | 33.33% | 97.56% | 97.56% | 83.33% | 0% | 9 | 72.57% | 81.64% | 81.4% | 82.77% | 79.32% | 80.85% | 76.15% | 97.56% | 97.56% | 83.31% | 8.671%
FERR-2 | Ferrybridge C (LCPD Out) | FERR2 | Coal | 92.68% | 97.37% | 69.05% | 91.37% | 96.3% | 88.72% | 97.26% | 84.52% | 0% | 9 | 79.7% | 89.66% | 90.39% | 90.01% | 88.54% | 93.41% | 94.09% | 92.99% | 97.26% | 90.67% | 4.93%
FERR-3 | Ferrybridge C (LCPD In) | FERR2 | Coal | 100% | 83.22% | 73.21% | 90.48% | 51.85% | 92.68% | 97.56% | 92.86% | 97.62% | 9 | 86.61% | 85.23% | 84.14% | 81.5% | 81.16% | 83.14% | 80.7% | 95.12% | 97.56% | 86.13% | 6.135%
FERR-4 | Ferrybridge C (LCPD In) | FERR2 | Coal | 97.56% | 85.2% | 80.36% | 92.86% | 74.07% | 90.24% | 73.17% | 78.57% | 71.73% | 9 | 82.64% | 84% | 84.78% | 82.65% | 82.14% | 82.59% | 79.16% | 81.71% | 73.17% | 81.43% | 3.465%
FERR-5G | Ferrybridge C GT | FERR2 | GT | 0% | 0.6579% | 0% | 5.655% | 5.093% | 1.22% | 0% | 0.2976% | 0.2976% | 9 | 1.469% | 1.615% | 1.804% | 2.104% | 2.393% | 2.992% | 2.104% | 0.6098% | 0% | 1.677% | 0.9097%
FERR-8G | Ferrybridge C GT | FERR2 | GT | 0% | 1.316% | 0% | 3.869% | 4.63% | 0.6098% | 0.3049% | 0.2976% | 0.2976% | 9 | 1.258% | 1.378% | 1.533% | 1.788% | 1.883% | 2.353% | 1.848% | 0.4573% | 0.3049% | 1.423% | 0.6722%
FFES-1 | Ffestiniog | FFES2 | PS | 23.17% | 7.237% | 23.21% | 10.71% | 8.333% | 4.573% | 4.573% | 24.4% | 17.26% | 9 | 13.72% | 13.28% | 11.69% | 9.774% | 10.28% | 7.048% | 5.827% | 4.573% | 4.573% | 8.974% | 3.59%
FFES-2 | Ffestiniog | FFES2 | PS | 16.16% | 37.83% | 5.357% | 39.58% | 42.13% | 36.59% | 26.52% | 31.85% | 31.85% | 9 | 29.76% | 29.5% | 29.17% | 31.33% | 30.04% | 36.21% | 35.08% | 31.55% | 26.52% | 31.02% | 3.005%
FFES-3 | Ffestiniog | FFES2 | PS | 35.06% | 31.25% | 23.81% | 9.226% | 25% | 13.41% | 10.67% | 52.98% | 27.38% | 9 | 25.42% | 25.18% | 21.2% | 18.9% | 16.42% | 14.58% | 16.36% | 12.04% | 10.67% | 17.86% | 5.286%
FFES-4 | Ffestiniog | FFES2 | PS | 29.88% | 7.566% | 27.68% | 33.33% | 12.5% | 21.95% | 5.793% | 18.75% | 14.58% | 9 | 19.11% | 19.68% | 19.81% | 18.14% | 20.25% | 18.39% | 13.41% | 13.87% | 5.793% | 16.5% | 4.735%
FIDL-1 | Fiddlers Ferry | FIDF21 | Coal | 95.12% | 84.21% | 47.02% | 97.62% | 91.67% | 100% | 100% | 90.48% | 85.71% | 9 | 87.98% | 88.26% | 87.95% | 86.75% | 87.26% | 97.32% | 97.22% | 100% | 100% | 92.53% | 5.89%
FIDL-2 | Fiddlers Ferry | FIDF21 | Coal | 100% | 63.49% | 84.82% | 94.05% | 92.59% | 92.68% | 97.56% | 80.95% | 87.8% | 9 | 88.22% | 88.27% | 89.31% | 87.53% | 92.34% | 94.22% | 94.28% | 95.12% | 97.56% | 91.87% | 3.643%
FIDL-2G | Fiddlers Ferry GT | FIDF21 | GT | 0% | 1.645% | 0% | 0% | 3.241% | 0% | 0% | 0% | 0.5952% | 9 | 0.609% | 0.6107% | 0.6979% | 0.8142% | 0.6481% | 0.8102% | 1.08% | 0% | 0% | 0.5856% | 0.3624%
FIDL-3 | Fiddlers Ferry | FIDF21 | Coal | 100% | 81.58% | 85.71% | 97.62% | 77.78% | 97.56% | 100% | 95.24% | 85.71% | 9 | 91.24% | 91.94% | 91.46% | 90.04% | 91.73% | 93.24% | 91.78% | 98.78% | 100% | 93.36% | 3.531%
FIDL-3G | Fiddlers Ferry GT | FIDF21 | GT | 0% | 1.645% | 0% | 3.571% | 3.241% | 0% | 0% | 0% | 0.5952% | 9 | 1.006% | 1.057% | 1.208% | 1.409% | 1.362% | 1.703% | 1.08% | 0% | 0% | 0.9807% | 0.5961%
FIDL-4 | Fiddlers Ferry | FIDF21 | Coal | 95.12% | 73.68% | 78.57% | 92.86% | 96.3% | 94.82% | 95.12% | 51.19% | 97.32% | 9 | 86.11% | 84.71% | 89.5% | 88.56% | 91.53% | 94.77% | 95.41% | 94.97% | 95.12% | 91.19% | 4.156%
FIFE-1 | Fife Energy | FIFE | CHP | 54.27% | 75.99% | 71.43% | 84.82% | 29.63% | 0% | 0% |  |  | 7 | 45.16% | 45.16% | 45.16% | 43.64% | 37.18% | 28.61% | 9.877% | 0% | 0% | 28.31% | 19.71%
FINL-1 | Finlarig | FINL | Hydro | 100% | 97.37% | 92.56% | 33.63% | 80.09% | 100% | 96.34% | 100% | 98.21% | 9 | 88.69% | 87.5% | 85.71% | 83.33% | 80.52% | 77.52% | 92.14% | 98.17% | 96.34% | 87.77% | 6.922%
FOYE-1 | Foyers | FOYE | PS | 71.95% | 65.79% | 62.8% | 50.89% | 49.07% | 51.22% | 53.96% | 47.32% | 51.49% | 9 | 56.06% | 56.63% | 57.96% | 55.62% | 53.59% | 51.29% | 51.42% | 52.59% | 53.96% | 54.35% | 2.358%
FOYE-2 | Foyers | FOYE | PS | 67.38% | 64.47% | 59.23% | 44.35% | 61.11% | 51.52% | 41.46% | 41.07% | 42.56% | 9 | 52.57% | 53.82% | 55.65% | 53.69% | 51.53% | 49.61% | 51.37% | 46.49% | 41.46% | 50.69% | 4.359%
GAUR-1 | Gaur |  | Hydro |  |  |  |  | 33.8% | 89.63% | 76.52% |  |  | 3 | [6 empty] | 66.65% | 83.08% | 76.52% | 75.42% | 8.269%
GLNDO-1 | Glendoe | GLDO | [7 empty] | 49.09% | 72.92% | 70.83% | 3 | [6 empty] | 49.09% | 49.09% | 49.09% | 49.09% | 6.799e-15%
GRAI-1 | Grain (Oil) | GRAI40 | Oil | 11.89% | 28.29% | 76.79% | 5.952% | 24.07% | 0% | 0% | 0% | 0% | 9 | 16.33% | 18.37% | 21% | 22.52% | 21.36% | 7.507% | 8.025% | 0% | 0% | 12.79% | 9.062%
GRAI1G | Grain (Oil) GT | GRAI40 | GT | 1.524% | 2.632% | 0% | 2.381% | 0% | 0% | 0% | 3.571% | 0% | 9 | 1.123% | 1.264% | 0.9338% | 0.8354% | 0.4762% | 0.5952% | 0% | 0% | 0% | 0.5808% | 0.4966%
GRAI-4 | Grain (Oil) | GRAI40 | Oil | 16.16% | 22.7% | 83.93% | 0% | 0% | 0% | 0% | 0% | 0% | 9 | 13.64% | 15.35% | 17.54% | 17.77% | 16.79% | 0% | 0% | 0% | 0% | 9.01% | 8.634%
GRAI4G | Grain (Oil) GT | GRAI40 | GT | 1.829% | 1.974% | 0% | 2.381% | 0% | 0% | 0% | 3.869% | 0% | 9 | 1.117% | 1.257% | 0.8834% | 0.7258% | 0.4762% | 0.5952% | 0% | 0% | 0% | 0.5616% | 0.4843%
GRAI-6 | Grain (CCGT) | GRAI40 | [6 empty] | 92.68% | 100% | 93.75% | 75% | 4 | [5 empty] | 96.34% | 96.34% | 96.34% | 100% | 97.26% | 1.829%
GRAI-7 | Grain (CCGT) | GRAI40 | [6 empty] | 80.49% | 95.12% | 64.29% | 89.88% | 4 | [5 empty] | 87.8% | 87.8% | 87.8% | 95.12% | 89.63% | 3.659%
GRAI-8 | Grain (CCGT) | GRAI40 | [6 empty] | 97.56% | 68.29% | 65.48% | 69.05% | 4 | [5 empty] | 82.93% | 82.93% | 82.93% | 68.29% | 79.27% | 7.317%
GRMO-1 | BP Grangemouth | BPGR | CHP | 100% | 100% | 96.73% | 100% | 96.3% | 100% | 100% | 100% | 97.62% | 9 | 98.96% | 99.13% | 99% | 98.84% | 98.6% | 99.07% | 98.77% | 100% | 100% | 99.15% | 0.5065%
GRUB-1 | Grudie Bridge | GRUB | Hydro |  |  | 100% | 92.86% | 77.78% | 97.56% | 100% |  |  | 5 |  |  |  |  | 93.64% | 92.05% | 91.78% | 98.78% | 100% | 95.25% | 3.87%
GRUB-2 | Grudie Bridge | GRUB | Hydro |  |  | 100% | 96.73% | 90.28% | 97.56% | 100% |  |  | 5 |  |  |  |  | 96.91% | 96.14% | 95.95% | 98.78% | 100% | 97.56% | 1.766%
GYAR-1 | Great Yarmouth | NORW10 | CCGT | 100% | 97.37% | 96.13% | 100% | 96.3% | 41.46% | 46.34% | 83.33% | 78.57% | 9 | 82.17% | 82.62% | 82.51% | 79.6% | 76.05% | 71.03% | 61.37% | 43.9% | 46.34% | 69.51% | 15.44%
HEYM11 | Heysham 1 | HEYS | AGR | 79.57% | 3.618% | 0.5952% | 57.14% | 81.48% | 82.93% | 92.68% | 5.06% | 35.71% | 9 | 48.75% | 50.39% | 56.86% | 53.07% | 62.97% | 78.56% | 85.7% | 87.8% | 92.68% | 68.53% | 17.59%
HEYM12 | Heysham 1 | HEYS | AGR | 100% | 0.6579% | 0.2976% | 100% | 25.93% | 100% | 100% | 60.42% | 92.86% | 9 | 64.46% | 60.91% | 60.98% | 54.48% | 65.24% | 81.48% | 75.31% | 100% | 100% | 73.65% | 16.95%
HEYM27 | Heysham 2 | HEYS | AGR | 100% | 100% | 92.86% | 100% | 96.3% | 100% | 73.17% | 100% | 100% | 9 | 95.81% | 95.29% | 94.62% | 93.72% | 92.46% | 92.37% | 89.82% | 86.59% | 73.17% | 90.43% | 7.088%
HEYM28 | Heysham 2 | HEYS | AGR | 89.94% | 79.61% | 73.51% | 100% | 81.94% | 95.12% | 100% | 100% | 100% | 9 | 91.12% | 90.02% | 88.59% | 88.36% | 90.12% | 94.27% | 92.36% | 97.56% | 100% | 92.49% | 4.049%
HINB-7 | Hinkley Point B | HINP | AGR | 0% | 100% | 95.24% | 24.7% | 96.3% | 95.12% | 75.61% | 100% | 100% | 9 | 76.33% | 73.37% | 69.57% | 81.16% | 77.39% | 72.93% | 89.01% | 85.37% | 75.61% | 77.86% | 6.249%
HINB-8 | Hinkley Point B | HINP | AGR | 0% | 100% | 49.7% | 96.13% | 76.39% | 47.56% | 100% | 100% | 88.1% | 9 | 73.1% | 71.22% | 67.11% | 78.3% | 73.96% | 80.02% | 74.65% | 73.78% | 100% | 76.9% | 9.429%
HRTL-1 | Hartlepool | HATL20 | AGR | 60.98% | 0.3289% | 6.548% | 100% | 96.3% | 51.22% | 90.24% | 64.88% | 100% | 9 | 63.39% | 58.81% | 57.94% | 57.44% | 68.86% | 84.44% | 79.25% | 70.73% | 90.24% | 70.12% | 12.13%
HRTL-2 | Hartlepool | HATL20 | AGR | 70.73% | 0.3289% | 0.8929% | 55.95% | 50.46% | 100% | 90.24% | 100% | 100% | 9 | 63.18% | 58.58% | 52.66% | 49.65% | 59.51% | 74.16% | 80.24% | 95.12% | 90.24% | 69.26% | 16.43%
HUMR-1 | Immingham CHP | HUMR40 | CHP | 97.56% | 100% | 100% | 100% | 96.3% | 100% | 100% | 100% | 100% | 9 | 99.32% | 99.23% | 99.12% | 99.38% | 99.26% | 99.07% | 98.77% | 100% | 100% | 99.35% | 0.4091%
HUNB-7 | Hunterston | HUER | AGR | 0% | 100% | 100% | 97.62% | 96.3% | 100% | 100% | 95.24% | 100% | 9 | 87.68% | 86.14% | 84.85% | 98.99% | 98.78% | 98.48% | 98.77% | 100% | 100% | 94.85% | 6.532%
HUNB-8 | Hunterston | HUER | AGR | 0% | 100% | 100% | 100% | 96.3% | 96.34% | 100% | 100% | 100% | 9 | 88.07% | 86.58% | 84.66% | 98.77% | 98.53% | 98.16% | 97.55% | 98.17% | 100% | 94.5% | 6.141%
INAW-1 | Inverawe | INAW | Hydro |  |  | 89.58% | 45.83% | 47.22% | 99.09% | 88.72% |  |  | 5 |  |  |  |  | 74.09% | 70.22% | 78.34% | 93.9% | 88.72% | 81.05% | 9.965%
INDQ-1 | Indian Queens | INDQ40 | GT | 13.72% | 31.58% | 21.13% | 11.9% | 12.5% | 13.41% | 3.963% | 4.464% | 1.19% | 9 | 12.65% | 14.08% | 15.46% | 15.75% | 12.58% | 10.45% | 9.959% | 8.689% | 3.963% | 11.51% | 3.726%
IRNPS-1 | Ironbridge | IRON40 | Coal | 99.7% | 99.34% | 76.49% | 71.13% | 84.72% | 36.59% | 0% | 52.98% | 0% | 9 | 57.88% | 65.12% | 66.85% | 61.38% | 53.79% | 48.11% | 40.44% | 18.29% | 0% | 45.76% | 22.8%
IRNPS-2 | Ironbridge | IRON40 | Coal | 75.61% | 91.12% | 69.05% | 61.9% | 84.72% | 24.39% | 0% | 39.88% | 68.75% | 9 | 57.27% | 55.83% | 58.11% | 55.2% | 48.01% | 42.75% | 36.37% | 12.2% | 0% | 40.64% | 21.1%
KEAD-1 | Keadby | KEAP | CCGT | 100% | 100% | 100% | 83.63% | 59.26% | 26.52% | 30.49% | 0% | 0% | 9 | 55.54% | 62.49% | 71.41% | 66.65% | 59.98% | 49.98% | 38.76% | 28.51% | 30.49% | 51.53% | 15.69%
KEADGT-3 | Keadby (Black Start) GT | KEAP |  | 29.57% | 46.05% |  |  | 3.241% | 21.65% | 2.439% | 0% | 0% | 7 | 14.71% | 17.16% | 20.59% | 18.34% | 9.109% | 9.109% | 9.109% | 12.04% | 2.439% | 12.51% | 5.724%
KILLPG-1 | Killingholme 1 | KILL42 | CCGT | 81.4% | 98.68% | 92.56% | 90.48% | 65.28% | 20.12% | 20.12% | 5.655% | 14.58% | 9 | 54.32% | 59.29% | 66.95% | 64.54% | 57.71% | 49% | 35.17% | 20.12% | 20.12% | 47.47% | 18.07%
KILLPG-2 | Killingholme 1 | KILL42 | CCGT | 91.46% | 99.67% | 86.01% | 92.86% | 47.22% | 23.48% | 42.99% | 13.39% | 24.7% | 9 | 57.98% | 62.14% | 69.1% | 65.37% | 58.51% | 51.64% | 37.9% | 33.23% | 42.99% | 53.2% | 12.61%
KILNS-1 | Killingholme 2 | KILL41 | CCGT | 53.66% | 60.86% | 78.57% | 59.52% | 55.56% | 87.2% | 86.28% | 51.49% | 75.89% | 9 | 67.67% | 66.64% | 68.81% | 71.33% | 73.43% | 72.14% | 76.34% | 86.74% | 86.28% | 74.37% | 7.495%
KINO-1 | Kingsnorth | KINO40 | Coal | 84.45% | 81.58% | 97.62% | 67.86% | 76.39% | 85.37% | 22.26% | 0% |  | 8 | 64.44% | 64.44% | 73.65% | 71.84% | 69.9% | 62.97% | 61.34% | 53.81% | 22.26% | 60.52% | 15.55%
KINO1G | Kingsnorth GT | KINO40 | GT | 0% | 1.645% | 0% | 0% | 0% | 0% | 0% | 0% |  | 8 | 0.2056% | 0.2056% | 0.235% | 0.2741% | 0% | 0% | 0% | 0% | 0% | 0.1023% | 0.1229%
KINO-2 | Kingsnorth | KINO40 | Coal | 92.07% | 94.74% | 92.86% | 21.43% | 50% | 85.67% | 22.26% | 0% |  | 8 | 57.38% | 57.38% | 65.57% | 61.16% | 54.44% | 44.84% | 52.64% | 53.96% | 22.26% | 52.18% | 12.61%
KINO-3 | Kingsnorth | KINO40 | Coal | 100% | 94.74% | 81.55% | 67.26% | 88.89% | 81.1% | 22.26% | 0% |  | 8 | 66.97% | 66.97% | 76.54% | 72.63% | 68.21% | 64.88% | 64.08% | 51.68% | 22.26% | 61.58% | 16.24%
KINO-4 | Kingsnorth | KINO40 | Coal | 100% | 83.88% | 80.95% | 49.4% | 81.48% | 82.93% | 22.26% | 0% |  | 8 | 62.61% | 62.61% | 71.56% | 66.82% | 63.4% | 59.02% | 62.22% | 52.59% | 22.26% | 58.12% | 14.4%
KINO4G | Kingsnorth GT | KINO40 | GT | 0% | 1.645% | 0% | 0% | 0% | 0% | 0% | 0% |  | 8 | 0.2056% | 0.2056% | 0.235% | 0.2741% | 0% | 0% | 0% | 0% | 0% | 0.1023% | 0.1229%
KLYN-A-1 | King's Lynn A | KINL1A | CCGT | 43.6% | 52.3% | 90.48% | 92.86% | 37.04% | 41.46% | 0.3049% | 0% | 0% | 9 | 39.78% | 44.75% | 51.15% | 52.41% | 52.43% | 42.92% | 26.27% | 20.88% | 0.3049% | 36.77% | 17.68%
LAGA-1 | Langage | LANG40 | CCGT | [5 empty] | 84.15% | 91.46% | 85.71% | 97.32% | 4 | [5 empty] | 87.8% | 87.8% | 87.8% | 91.46% | 88.72% | 1.829%
LAIG-1 | Allt Na Lairige |  | Hydro |  |  |  |  | 77.78% | 95.73% | 88.41% |  |  | 3 | [6 empty] | 87.31% | 92.07% | 88.41% | 89.27% | 2.494%
LBAR-1 | Little Barford | LITB40 | CCGT | 100% | 100% | 100% | 87.8% | 96.3% | 87.2% | 57.32% | 92.26% | 80.65% | 9 | 89.06% | 90.11% | 89.8% | 88.1% | 85.72% | 82.15% | 80.27% | 72.26% | 57.32% | 81.64% | 10.8%
LBAR-1G | Little Barford GT | LITB40 |  | 0% | 0.9868% |  |  | 0% | 0% | 2.744% | 2.381% | 0.5952% | 7 | 0.9581% | 1.019% | 0.7461% | 0.9327% | 0.9146% | 0.9146% | 0.9146% | 1.372% | 2.744% | 1.168% | 0.6141%
LITT1G | Littlebrook D | LITT40 | GT | 0.6098% | 3.947% | 2.679% | 0% | 0% | 1.22% | 0.6098% | 1.786% | 0% | 9 | 1.206% | 1.356% | 1.295% | 1.409% | 0.9016% | 0.4573% | 0.6098% | 0.9146% | 0.6098% | 0.9732% | 0.3594%
LITT2G | Littlebrook D | LITT40 | GT | 0.6098% | 4.276% | 2.381% | 0% | 0% | 1.22% | 0.6098% | 0.8929% | 0% | 9 | 1.11% | 1.249% | 1.299% | 1.414% | 0.842% | 0.4573% | 0.6098% | 0.9146% | 0.6098% | 0.9451% | 0.3427%
LITT3G | Littlebrook D | LITT40 | GT | 0.6098% | 3.618% | 2.679% | 0% | 0% | 1.22% | 0% | 0.8929% | 0% | 9 | 1.002% | 1.127% | 1.161% | 1.253% | 0.7796% | 0.3049% | 0.4065% | 0.6098% | 0% | 0.7382% | 0.4367%
LITTD1 | Littlebrook D | LITT40 | Oil | 9.451% | 16.45% | 40.18% | 2.083% | 12.96% | 0% | 1.829% | 0% | 0% | 9 | 9.217% | 10.37% | 11.85% | 12.25% | 11.41% | 4.219% | 4.931% | 0.9146% | 1.829% | 7.443% | 4.484%
LITTD2 | Littlebrook D | LITT40 | Oil | 5.488% | 13.49% | 37.5% | 6.845% | 11.11% | 0% | 2.134% | 0% | 0% | 9 | 8.507% | 9.571% | 10.94% | 11.85% | 11.52% | 5.023% | 4.415% | 1.067% | 2.134% | 7.224% | 4.143%
LITTD3 | Littlebrook D | LITT40 |  | 0% | 0% |  |  | 0% | 0% | 0% | 0% | 0% | 7 | 0% | 0% | 0% | 0% | 0% | 0% | 0% | 0% | 0% | 0% | 0%
LOAN-1 | Longannet 1 | LOAN2 | Coal | 68.29% | 89.47% | 0% | 24.4% | 58.33% | 82.93% | 90.24% | 64.88% | 74.4% | 9 | 61.44% | 59.82% | 59.1% | 57.56% | 51.18% | 63.98% | 77.17% | 86.59% | 90.24% | 67.45% | 13.78%
LOAN-2 | Longannet 2 | LOAN2 | Coal | 78.05% | 0% | 100% | 91.96% | 70.83% | 87.8% | 82.32% | 78.87% | 62.8% | 9 | 72.52% | 73.73% | 73% | 72.15% | 86.58% | 83.23% | 80.32% | 85.06% | 82.32% | 78.77% | 5.886%
LOAN-3 | Longannet 3 | LOAN2 | Coal | 63.41% | 94.74% | 77.08% | 99.7% | 96.3% | 82.62% | 64.94% | 85.71% | 45.54% | 9 | 78.89% | 83.06% | 82.68% | 85.9% | 84.13% | 85.89% | 81.29% | 73.78% | 64.94% | 80.06% | 6.814%
LOAN-4 | Longannet 4 | LOAN2 | Coal | 65.85% | 55.26% | 91.96% | 91.07% | 96.3% | 79.57% | 82.32% | 80.95% | 71.43% | 9 | 79.41% | 80.41% | 80.33% | 82.75% | 88.24% | 87.31% | 86.06% | 80.95% | 82.32% | 83.09% | 3.295%
LOCG-1 | Loch Gair | [6 empty] | 87.96% | 65.55% | 94.21% |  |  | 3 | [6 empty] | 82.57% | 79.88% | 94.21% | 85.55% | 7.615%
MEDP-1 | Medway | MEDW40 | CCGT | 94.51% | 100% | 0% | 100% | 96.3% | 6.707% | 0% | 53.27% | 68.45% | 9 | 57.69% | 56.35% | 56.79% | 50.5% | 40.6% | 50.75% | 34.33% | 3.354% | 0% | 38.93% | 22.51%
MRWD-1 | Marchwood | MAW040 | [6 empty] | 75.61% | 77.74% | 85.71% | 92.86% | 4 | [5 empty] | 76.68% | 76.68% | 76.68% | 77.74% | 76.94% | 0.5335%
NANT-1 | Nant | LOCN | Hydro | 96.34% | 98.36% | 87.5% | 63.69% | 66.2% | 99.7% | 89.63% | 94.05% | 83.04% | 9 | 86.5% | 86.93% | 85.92% | 84.18% | 81.34% | 79.81% | 85.18% | 94.66% | 89.63% | 86.02% | 4.379%
OLDS1 | Oldbury | OLDS1 | Magnox | 0% | 94.74% | 0% | 64.29% | 96.3% | 100% | 0% | 0% | 0% | 9 | 39.48% | 44.41% | 50.76% | 59.22% | 52.12% | 65.15% | 65.43% | 50% | 0% | 47.4% | 19.81%
OLDS2 | Oldbury | OLDS1 | Magnox | 0% | 0% | 100% | 100% | 14.81% | 0% | 0% | 0% | 0% | 9 | 23.87% | 26.85% | 30.69% | 35.8% | 42.96% | 28.7% | 4.938% | 0% | 0% | 21.54% | 15.95%
PEHE-1 | Peterhead | PEHE | CCGT | 100% | 100% | 99.7% | 88.1% | 84.72% | 94.82% | 52.74% | 41.07% | 0.2976% | 9 | 73.49% | 82.64% | 88.58% | 86.68% | 84.02% | 80.09% | 77.43% | 73.78% | 52.74% | 77.72% | 10.75%
PEHE-2 | Peterhead |  | Gas/Oil | 54.57% | 54.28% | 67.26% | 31.85% | 0% | 0% | 0% | 0% | 0% | 9 | 23.11% | 25.99% | 29.71% | 25.56% | 19.82% | 7.961% | 0% | 0% | 0% | 14.68% | 12.56%
PEHE-3 | Peterhead |  | OCGT | 0.9146% | 2.632% | 0% | 0% | 0% | 0% | 0% | 0% |  | 8 | 0.4433% | 0.4433% | 0.5066% | 0.4386% | 0% | 0% | 0% | 0% | 0% | 0.2035% | 0.2422%
PEHE-4 | Peterhead |  | OCGT | 0.6098% | 1.974% | 0% | 0% | 0% | 0% | 0% | 0% |  | 8 | 0.3229% | 0.3229% | 0.3691% | 0.3289% | 0% | 0% | 0% | 0% | 0% | 0.1493% | 0.1776%
PEMB-11 | Pembroke | PEMB | [6 empty] | 41.46% | 90.24% | 92.86% | 90.18% | 4 | [5 empty] | 65.85% | 65.85% | 65.85% | 90.24% | 71.95% | 12.2%
PEMB-21 | Pembroke | PEMB | [6 empty] | 18.9% | 100% | 97.62% | 97.62% | 4 | [5 empty] | 59.45% | 59.45% | 59.45% | 100% | 69.59% | 20.27%
PEMB-31 | Pembroke | PEMB | [7 empty] | 85.37% | 92.86% | 90.48% | 3 | [6 empty] | 85.37% | 85.37% | 85.37% | 85.37% | 0%
PEMB-41 | Pembroke | PEMB | [7 empty] | 43.29% | 90.48% | 85.71% | 3 | [6 empty] | 43.29% | 43.29% | 43.29% | 43.29% | 0%
PEMB-51 | Pembroke | PEMB | [7 empty] | 100% | 75.6% | 100% | 3 | [6 empty] | 100% | 100% | 100% | 100% | 0%
PETEM1 | Peterborough | WALP11 | CCGT | 72.26% | 86.84% | 67.86% | 87.5% | 52.78% | 9.451% | 18.9% | 8.631% | 13.39% | 9 | 46.4% | 50.53% | 56.51% | 53.89% | 47.3% | 42.16% | 27.04% | 14.18% | 18.9% | 39.66% | 15.63%
RANN-1 | Rannoch | RANN | Hydro |  |  | 92.86% | 91.67% | 64.35% | 100% | 98.17% |  |  | 5 |  |  |  |  | 89.41% | 88.55% | 87.51% | 99.09% | 98.17% | 92.54% | 5.604%
RANN-2 | Rannoch | RANN | Hydro |  |  | 92.26% | 96.13% | 83.8% | 100% | 97.87% |  |  | 5 |  |  |  |  | 94.01% | 94.45% | 93.89% | 98.93% | 97.87% | 95.83% | 2.386%
RANN-3 | Rannoch | RANN | Hydro |  |  | 95.54% | 91.96% | 87.5% | 100% | 98.48% |  |  | 5 |  |  |  |  | 94.7% | 94.48% | 95.33% | 99.24% | 98.48% | 96.44% | 2.241%
RATS-1 | Ratcliffe-on-Soar | RATS41 | Coal | 95.12% | 86.84% | 97.62% | 88.1% | 92.59% | 90.24% | 92.68% | 92.86% | 83.33% | 9 | 91.04% | 92.01% | 91.89% | 91.35% | 92.25% | 90.9% | 91.84% | 91.46% | 92.68% | 91.71% | 0.5765%
RATS-2 | Ratcliffe-on-Soar | RATS41 | Coal | 99.7% | 97.37% | 78.57% | 94.64% | 92.59% | 90.24% | 90.24% | 97.62% | 95.24% | 9 | 92.91% | 92.62% | 91.91% | 90.61% | 89.26% | 91.93% | 91.03% | 90.24% | 90.24% | 91.2% | 1.223%
RATS-3 | Ratcliffe-on-Soar | RATS41 | Coal | 97.56% | 86.84% | 81.55% | 90.18% | 68.06% | 86.28% | 92.68% | 90.77% | 97.62% | 9 | 87.95% | 86.74% | 86.16% | 84.26% | 83.75% | 84.3% | 82.34% | 89.48% | 92.68% | 86.41% | 3.241%
RATS-4 | Ratcliffe-on-Soar | RATS41 | Coal | 97.56% | 100% | 100% | 81.25% | 86.57% | 80.49% | 95.12% | 100% | 90.48% | 9 | 92.39% | 92.62% | 91.57% | 90.57% | 88.69% | 85.86% | 87.39% | 87.8% | 95.12% | 90.22% | 2.992%
RATSGT-2 | Ratcliffe-on-Soar GT | RATS41 | GT | 0% | 1.645% | 0% | 1.19% | 0% | 0% | 2.134% | 2.381% | 0% | 9 | 0.8167% | 0.9188% | 0.7099% | 0.8282% | 0.6649% | 0.8312% | 0.7114% | 1.067% | 2.134% | 0.9647% | 0.4552%
RATSGT-4 | Ratcliffe-on-Soar GT | RATS41 | GT | 0% | 0.9868% | 0% | 1.19% | 0% | 0% | 1.829% | 2.679% | 0% | 9 | 0.7428% | 0.8356% | 0.5724% | 0.6678% | 0.6039% | 0.7549% | 0.6098% | 0.9146% | 1.829% | 0.8368% | 0.389%
ROCK-1 | Rocksavage | ROCK40 | CCGT | 100% | 100% | 100% | 100% | 96.3% | 95.12% | 100% | 57.74% | 99.4% | 9 | 94.28% | 93.64% | 98.77% | 98.57% | 98.28% | 97.85% | 97.14% | 97.56% | 100% | 97.35% | 2.088%
ROOS-1 | Roosecote | ROOS10 | CCGT | 78.05% | 92.11% | 95.24% | 59.52% | 51.85% | 7.012% | 0% | 0% | 0% | 9 | 42.64% | 47.97% | 54.83% | 50.96% | 42.73% | 29.6% | 19.62% | 3.506% | 0% | 32.43% | 20.48%
RUGGT-6 | Rugeley B GT | RUGE40 | GT | 2.744% | 7.895% | 5.655% | 0.8929% | 2.778% | 0% | 0% | 0% | 0% | 9 | 2.218% | 2.496% | 2.852% | 2.87% | 1.865% | 0.9177% | 0.9259% | 0% | 0% | 1.572% | 1.144%
RUGGT-7 | Rugeley B GT | RUGE40 |  | 2.744% | 8.224% |  |  | 3.241% | 0% | 0% | 0% | 0% | 7 | 2.03% | 2.368% | 2.842% | 2.866% | 1.08% | 1.08% | 1.08% | 0% | 0% | 1.483% | 1.103%
RUGPS-6 | Rugeley B | RUGE40 | Coal | 100% | 94.74% | 97.62% | 90.48% | 88.89% | 90.24% | 100% | 97.62% | 90.48% | 9 | 94.45% | 94.95% | 94.57% | 93.66% | 93.45% | 92.4% | 93.04% | 95.12% | 100% | 94.63% | 2.209%
RUGPS-7 | Rugeley B | RUGE40 | Coal | 99.09% | 100% | 95.24% | 95.24% | 96.3% | 90.24% | 87.8% | 92.86% | 90.18% | 9 | 94.1% | 94.6% | 94.84% | 94.14% | 92.96% | 92.4% | 91.45% | 89.02% | 87.8% | 92.37% | 2.511%
RYHPS-1 | Rye House | RYEH40 | CCGT | 92.68% | 97.37% | 92.86% | 97.62% | 81.48% | 58.54% | 63.11% | 55.65% | 0.5952% | 9 | 71.1% | 79.91% | 83.38% | 81.83% | 78.72% | 75.19% | 67.71% | 60.82% | 63.11% | 73.53% | 8.262%
SCCL-1 | Saltend | SAES20 | CCGT | 70.73% | 100% | 100% | 97.62% | 96.3% | 95.12% | 87.8% | 88.1% | 99.11% | 9 | 92.75% | 91.96% | 92.51% | 96.14% | 95.37% | 94.21% | 93.07% | 91.46% | 87.8% | 92.81% | 2.433%
SCCL-2 | Saltend | SAES20 | CCGT | 100% | 100% | 100% | 97.62% | 96.3% | 100% | 92.68% | 99.7% | 94.94% | 9 | 97.92% | 98.29% | 98.09% | 97.77% | 97.32% | 96.65% | 96.33% | 96.34% | 92.68% | 96.82% | 1.722%
SCCL-3 | Saltend | SAES20 | CCGT | 85.37% | 100% | 100% | 100% | 96.3% | 97.56% | 100% | 100% | 87.8% | 9 | 96.34% | 97.4% | 97.03% | 98.98% | 98.77% | 98.46% | 97.95% | 98.78% | 100% | 98.19% | 1.124%
SEAB-1 | Seabank | SEAB4 | CCGT | 89.94% | 100% | 100% | 100% | 85.19% | 64.33% | 60.98% | 73.81% | 66.96% | 9 | 82.36% | 84.28% | 85.78% | 85.08% | 82.1% | 77.62% | 70.16% | 62.65% | 60.98% | 76.78% | 9.742%
SEAB-2 | Seabank | SEAB4 | CCGT | 46.95% | 93.09% | 97.62% | 61.9% | 95.83% | 24.09% | 44.82% | 40.48% | 25% | 9 | 58.86% | 63.1% | 66.33% | 69.56% | 64.85% | 56.66% | 54.91% | 34.45% | 44.82% | 57.06% | 11.23%
SFIL-1 | St Fillans | SFIL | Hydro |  |  | 97.92% | 94.05% | 94.91% | 100% | 100% |  |  | 5 |  |  |  |  | 97.37% | 97.24% | 98.3% | 100% | 100% | 98.58% | 1.357%
SHBA-1 | South Humber Bank | SHBA40 | CCGT | 82.93% | 88.49% | 100% | 97.62% | 77.78% | 38.41% | 99.39% | 93.45% | 88.99% | 9 | 85.23% | 84.76% | 83.52% | 83.61% | 82.64% | 78.3% | 71.86% | 68.9% | 99.39% | 82.02% | 8.759%
SHBA-2 | South Humber Bank | SHBA40 | CCGT | 87.8% | 89.47% | 100% | 96.43% | 81.48% | 29.27% | 73.48% | 60.42% | 60.42% | 9 | 75.42% | 77.29% | 79.7% | 78.35% | 76.13% | 70.16% | 61.41% | 51.37% | 73.48% | 71.48% | 9.336%
SHIN-1 | Shin | SHIN | Hydro |  |  | 100% | 100% | 95.83% | 99.7% | 82.32% |  |  | 5 |  |  |  |  | 95.57% | 94.46% | 92.62% | 91.01% | 82.32% | 91.19% | 5.26%
SHIN-2 | Shin | SHIN | Hydro |  |  | 100% | 98.81% | 96.3% | 100% | 100% |  |  | 5 |  |  |  |  | 99.02% | 98.78% | 98.77% | 100% | 100% | 99.31% | 0.6358%
SHOS-1 | Shoreham | SERX1 | CCGT | 80.49% | 100% | 30.95% | 90.48% | 81.48% | 94.51% | 0% | 58.93% | 28.27% | 9 | 62.79% | 67.1% | 68.27% | 66.24% | 59.48% | 66.62% | 58.66% | 47.26% | 0% | 55.16% | 21.69%
SHOT-1 | Shotton | SHOT1 | CHP | 100% | 100% | 100% | 97.62% | 59.26% | 62.2% | 0% | 0% |  | 8 | 64.88% | 64.88% | 74.15% | 69.85% | 63.81% | 54.77% | 40.48% | 31.1% | 0% | 51.55% | 23.88%
SIZB-1 | Sizewell B | SIZE40 | PWR | 100% | 100% | 95.24% | 100% | 96.3% | 90.24% | 100% | 100% | 83.33% | 9 | 96.12% | 97.72% | 97.4% | 96.96% | 96.36% | 96.64% | 95.51% | 95.12% | 100% | 96.87% | 1.44%
SIZB-2 | Sizewell B | SIZE40 | PWR | 100% | 100% | 95.24% | 100% | 96.3% | 100% | 100% | 100% | 95.24% | 9 | 98.53% | 98.94% | 98.79% | 98.59% | 98.31% | 99.07% | 98.77% | 100% | 100% | 99% | 0.6101%
SLOY-1 | Sloy | SLOY | Hydro | 72.56% | 63.82% | 61.01% | 29.17% | 13.89% | 72.56% | 43.6% | 53.57% | 63.99% | 9 | 52.68% | 51.27% | 50.94% | 47.34% | 44.05% | 39.8% | 43.35% | 58.08% | 43.6% | 47.9% | 5.778%
SLOY-2 | Sloy | SLOY | Hydro | 69.82% | 67.76% | 61.9% | 29.76% | 13.43% | 67.68% | 42.99% | 65.77% | 55.65% | 9 | 52.75% | 52.39% | 50.48% | 47.25% | 43.15% | 38.46% | 41.37% | 55.34% | 42.99% | 47.13% | 5.907%
SLOY-3 | Sloy | SLOY | Hydro | 67.38% | 69.74% | 60.71% | 27.08% | 19.91% | 69.51% | 34.15% | 68.15% | 60.42% | 9 | 53.01% | 52.08% | 49.78% | 46.85% | 42.27% | 37.66% | 41.19% | 51.83% | 34.15% | 45.42% | 6.884%
SLOY-4 | Sloy | SLOY | Hydro | 17.38% | 67.11% | 19.05% | 13.1% | 29.63% | 17.38% | 28.66% | 62.8% | 59.82% | 9 | 34.99% | 31.89% | 27.47% | 29.15% | 21.56% | 22.19% | 25.22% | 23.02% | 28.66% | 27.13% | 4.568%
SPLN-1 | Spalding | SPLN40 | CCGT | 100% | 100% | 100% | 95.83% | 92.59% | 100% | 85.37% | 88.1% | 79.46% | 9 | 93.48% | 95.24% | 96.26% | 95.63% | 94.76% | 93.45% | 92.65% | 92.68% | 85.37% | 93.28% | 3.238%
SROM-1 | Sron Mor |  | Hydro |  |  |  |  | 0% | 77.13% | 38.11% |  |  | 3 | [6 empty] | 38.41% | 57.62% | 38.11% | 44.72% | 11.18%
STAY-1 | Staythorpe | STAY | CCGT | [5 empty] | 94.82% | 92.38% | 71.43% | 100% | 4 | [5 empty] | 93.6% | 93.6% | 93.6% | 92.38% | 93.29% | 0.6098%
STAY-2 | Staythorpe | STAY | CCGT | [5 empty] | 87.2% | 92.68% | 42.86% | 80.65% | 4 | [5 empty] | 89.94% | 89.94% | 89.94% | 92.68% | 90.62% | 1.372%
STAY-3 | Staythorpe | STAY | CCGT | [5 empty] | 100% | 97.56% | 76.19% | 83.33% | 4 | [5 empty] | 98.78% | 98.78% | 98.78% | 97.56% | 98.48% | 0.6098%
STAY-4 | Staythorpe | STAY | CCGT | [5 empty] | 97.56% | 72.87% | 85.71% | 60.71% | 4 | [5 empty] | 85.21% | 85.21% | 85.21% | 72.87% | 82.13% | 6.174%
STCR-1 | Steven's Croft |  | Biomass |  |  |  | 14.58% | 59.26% | 67.38% | 74.39% |  |  | 4 | [5 empty] | 53.9% | 67.01% | 70.88% | 74.39% | 66.55% | 8.952%
STVE-1 | Striven |  | Hydro |  |  |  |  | 56.02% | 91.77% | 87.2% |  |  | 3 | [6 empty] | 78.33% | 89.48% | 87.2% | 85% | 5.892%
STVE-2 | Striven |  | Hydro |  |  |  |  | 50.93% | 100% | 67.68% |  |  | 3 | [6 empty] | 72.87% | 83.84% | 67.68% | 74.8% | 8.25%
SUTB-1 | Sutton Bridge A | SUTB4 | CCGT | 95.12% | 100% | 100% | 100% | 81.48% | 85.37% | 46.34% | 26.19% | 52.38% | 9 | 76.32% | 79.31% | 86.9% | 85.53% | 82.64% | 78.3% | 71.06% | 65.85% | 46.34% | 74.7% | 12.56%
SVRP-10 | Severn Power |  | CCGT | [5 empty] | 0% | 67.99% | 53.27% | 59.52% | 4 | [5 empty] | 33.99% | 33.99% | 33.99% | 67.99% | 42.49% | 17%
SVRP-20 | Severn Power |  | CCGT | [5 empty] | 92.07% | 0% | 50.89% | 87.8% | 4 | [5 empty] | 46.04% | 46.04% | 46.04% | 0% | 34.53% | 23.02%
TAYL2G | Taylors Lane | WISD1 | GT | 4.268% | 5.921% | 1.19% | 5.952% | 1.852% | 0.6098% | 1.829% | 0.8929% | 0.5952% | 9 | 2.568% | 2.814% | 3.089% | 2.892% | 2.287% | 2.561% | 1.43% | 1.22% | 1.829% | 2.299% | 0.6637%
TAYL3G | Taylors Lane | WISD1 | GT | 3.963% | 5.921% | 2.083% | 5.06% | 1.852% | 0.6098% | 1.829% | 1.786% | 0.5952% | 9 | 2.633% | 2.888% | 3.045% | 2.892% | 2.287% | 2.338% | 1.43% | 1.22% | 1.829% | 2.285% | 0.6622%
TESI-1 | Teesside | GRST21 | CCGT | 100% | 100% | 85.42% | 100% | 55.56% | 0% | 0% | 0% | 0% | 9 | 49% | 55.12% | 63% | 56.83% | 48.19% | 38.89% | 18.52% | 0% | 0% | 36.62% | 24.36%
TESI-2 | Teesside | GRST21 | CCGT | 100% | 100% | 85.42% | 100% | 60.65% | 7.317% | 16.16% | 0% | 0% | 9 | 52.17% | 58.69% | 67.08% | 61.59% | 53.91% | 46.03% | 28.04% | 11.74% | 16.16% | 43.93% | 20.3%
TILB0G | Tilbury B GT | TILB21 | GT | 0% | 0% |  |  | 0% | 0% | 0% | 0% |  | 6 |  |  |  | 0% | 0% | 0% | 0% | 0% | 0% | 0% | 0%
TILB10 | Tilbury B | TILB21 | Coal | 82.93% | 79.28% | 89.58% | 90.48% | 87.04% | 54.88% | 71.95% | 0% |  | 8 | 69.52% | 69.52% | 79.45% | 78.87% | 78.79% | 76.09% | 71.29% | 63.41% | 71.95% | 73.21% | 5.463%
TILB-7 | Tilbury B | TILB21 | Coal |  |  |  |  | 0% | 0% | 0% | 0% |  | 4 | [5 empty] | 0% | 0% | 0% | 0% | 0% | 0%
TILB7G | Tilbury B GT | TILB21 | GT |  |  |  |  | 0% | 0% | 0% | 0% |  | 4 | [5 empty] | 0% | 0% | 0% | 0% | 0% | 0%
TILB-8 | Tilbury B | TILB21 | Coal | 92.68% | 91.12% | 95.24% | 84.82% | 96.3% | 86.59% | 85.67% | 0% |  | 8 | 79.05% | 79.05% | 90.34% | 89.96% | 89.72% | 88.34% | 89.52% | 86.13% | 85.67% | 86.42% | 4.491%
TILB8G | Tilbury B GT | TILB21 | GT | 0% | 0% | 0% | 0% | 0% | 0% | 0% | 0% |  | 8 | 0% | 0% | 0% | 0% | 0% | 0% | 0% | 0% | 0% | 0% | 0%
TILB-9 | Tilbury B | TILB21 | Coal | 94.51% | 92.11% | 88.1% | 73.81% | 70.37% | 34.45% | 75.61% | 0% |  | 8 | 66.12% | 66.12% | 75.56% | 72.41% | 68.47% | 63.56% | 60.14% | 55.03% | 75.61% | 67% | 6.915%
TILB9G | Tilbury B GT | TILB21 | GT | 0% | 0.9868% | 0% | 0% | 0% | 0% | 0% | 0% |  | 8 | 0.1234% | 0.1234% | 0.141% | 0.1645% | 0% | 0% | 0% | 0% | 0% | 0.06135% | 0.07373%
TONG-1 | Tongland | TONG | Hydro |  |  | 69.64% | 45.83% | 54.63% | 57.62% | 54.88% |  |  | 5 |  |  |  |  | 56.52% | 53.24% | 55.71% | 56.25% | 54.88% | 55.32% | 1.321%
TONG-2 | Tongland | TONG | Hydro |  |  | 80.36% | 81.55% | 36.11% | 65.55% | 69.21% |  |  | 5 |  |  |  |  | 66.55% | 63.1% | 56.96% | 67.38% | 69.21% | 64.64% | 4.833%
TONG-3 | Tongland | TONG | Hydro |  |  | 37.2% | 86.9% | 31.48% | 82.62% | 39.33% |  |  | 5 |  |  |  |  | 55.51% | 60.08% | 51.14% | 60.98% | 39.33% | 53.41% | 8.798%
TORN-1 | Torness | TORN | AGR | 100% | 35.2% | 100% | 100% | 78.24% | 100% | 100% | 100% | 100% | 9 | 90.38% | 89.18% | 87.63% | 85.57% | 95.65% | 94.56% | 92.75% | 100% | 100% | 92.86% | 5.157%
TORN-2 | Torness | TORN | AGR | 100% | 94.74% | 92.86% | 92.86% | 96.3% | 90.24% | 95.12% | 100% | 100% | 9 | 95.79% | 95.26% | 94.59% | 93.69% | 93.48% | 93.63% | 93.89% | 92.68% | 95.12% | 94.24% | 1.01%
TUMB-1 | Tummel Bridge | TUMB | Hydro |  |  |  |  | 78.24% | 96.34% | 96.95% |  |  | 3 | [6 empty] | 90.51% | 96.65% | 96.95% | 94.7% | 3.633%
TUMB-2 | Tummel Bridge | TUMB | [5 empty] | 76.85% | 98.48% | 96.34% |  |  | 3 | [6 empty] | 90.56% | 97.41% | 96.34% | 94.77% | 3.687%
USKM-13 | Uskmouth | UKSM1 | Coal | 66.46% | 90.13% | 83.33% | 66.67% | 75.93% | 87.2% | 87.5% | 0% | 0% | 9 | 61.91% | 69.65% | 79.6% | 81.79% | 80.12% | 79.32% | 83.54% | 87.35% | 87.5% | 78.98% | 8.302%
USKM-14 | Uskmouth | UKSM1 | Coal | 67.38% | 87.5% | 90.48% | 58.63% | 84.26% | 73.17% | 85.67% | 76.19% | 0% | 9 | 69.25% | 77.91% | 78.16% | 79.95% | 78.44% | 75.43% | 81.03% | 79.42% | 85.67% | 78.36% | 4.416%
USKM-15 | Uskmouth | UKSM1 | Coal | 67.68% | 77.96% | 72.62% | 66.07% | 3.241% | 50.91% | 68.29% | 73.81% | 0% | 9 | 53.4% | 60.07% | 58.11% | 56.52% | 52.23% | 47.13% | 40.82% | 59.6% | 68.29% | 55.13% | 7.975%
WBUGT-1 | West Burton A GT | WBUR4 | GT | 2.134% | 8.224% | 4.167% | 2.083% | 2.315% | 0.6098% | 2.439% | 0% | 0% | 9 | 2.441% | 2.746% | 3.139% | 3.306% | 2.323% | 1.862% | 1.788% | 1.524% | 2.439% | 2.396% | 0.6049%
WBUGT-4 | West Burton A GT | WBUR4 | [5 empty] | 3.704% | 0% | 1.829% | 4.167% | 0% | 5 |  |  |  |  | 1.844% | 1.844% | 1.844% | 0.9146% | 1.829% | 1.655% | 0.4141%
WBUPS-1 | West Burton A | WBUR4 | Coal | 97.56% | 100% | 95.24% | 73.81% | 92.59% | 97.26% | 96.04% | 94.05% | 92.86% | 9 | 93.27% | 93.32% | 93.21% | 92.49% | 90.99% | 89.92% | 95.3% | 96.65% | 96.04% | 93.46% | 2.232%
WBUPS-2 | West Burton A | WBUR4 | Coal | 100% | 100% | 100% | 90.18% | 95.83% | 92.38% | 100% | 91.37% | 100% | 9 | 96.64% | 96.22% | 96.91% | 96.4% | 95.68% | 94.6% | 96.07% | 96.19% | 100% | 96.52% | 1.462%
WBUPS-3 | West Burton A | WBUR4 | Coal | 100% | 94.74% | 97.62% | 88.1% | 87.96% | 70.12% | 79.27% | 84.23% | 100% | 9 | 89.11% | 87.75% | 88.26% | 86.3% | 84.61% | 81.36% | 79.12% | 74.7% | 79.27% | 83.39% | 5.005%
WBUPS-4 | West Burton A | WBUR4 | Coal | 95.12% | 94.08% | 91.96% | 73.81% | 94.91% | 95.12% | 90.55% | 100% | 85.42% | 9 | 91.22% | 91.94% | 90.79% | 90.07% | 89.27% | 88.6% | 93.53% | 92.84% | 90.55% | 90.98% | 1.603%
WBURB-1 | West Burton B | WBUR4 | CCGT | [6 empty] | 14.02% | 57.14% | 97.62% | 3 | [6 empty] | 14.02% | 14.02% | 14.02% | 14.02% | 0%
WBURB-2 | West Burton B | WBUR4 | CCGT | [6 empty] | 38.72% | 20.24% | 92.26% | 3 | [6 empty] | 38.72% | 38.72% | 38.72% | 38.72% | 0%
WBURB-3 | West Burton B | WBUR4 | CCGT | [6 empty] | 0% | 49.11% | 39.29% | 3 | [6 empty] | 0% | 0% | 0% | 0% | 0%
WINN-1 | West Burton B | WBUR4 | CCGT |  |  |  |  | 96.3% | 100% | 100% |  |  | 3 | [6 empty] | 98.77% | 100% | 100% | 99.59% | 0.7128%
WYLF-1 | Wylfa | WYLF40 | Magnox | 60.98% | 86.84% | 100% | 100% | 96.3% | 0% | 100% | 53.27% | 90.48% | 9 | 76.43% | 74.67% | 77.73% | 80.52% | 79.26% | 74.07% | 65.43% | 50% | 100% | 75.35% | 13.23%
WYLF-2 | Wylfa | WYLF40 | Magnox | 100% | 100% | 100% | 100% | 96.3% | 0% | 100% | 52.38% | 97.62% | 9 | 82.92% | 81.08% | 85.19% | 82.72% | 79.26% | 74.07% | 65.43% | 50% | 100% | 77.85% | 13.92%
WYLF-3 | Wylfa | WYLF40 | Magnox | 100% | 100% | 100% | 100% | 96.3% | 100% | 0% | 0% | 0% | 9 | 66.26% | 74.54% | 85.19% | 82.72% | 79.26% | 74.07% | 65.43% | 50% | 0% | 64.16% | 26.32%
WYLF-4 | Wylfa | WYLF40 | Magnox | 100% | 100% | 100% | 100% | 96.3% | 100% | 0% | 0% | 0% | 9 | 66.26% | 74.54% | 85.19% | 82.72% | 79.26% | 74.07% | 65.43% | 50% | 0% | 64.16% | 26.32%